## Summary_List_Data
Legislation reference (A) | ESO (B) | Reference number of the standard (C) | Title of the standard (D) | Date of start of presumption of conformity (1) | OJ reference for publication in OJ (2) | Restriction (3) | Date of start of presumption of conformity with restriction (4) | OJ reference for publication of a restriction in OJ (5) | Date of withdrawal from OJ (end of presumption of conformity) (6) | OJ reference for withdrawal from OJ (7)
2014/35/EU | CEN | EN ISO 11252:2013 | Lasers and laser-related equipment - Laser device - Minimum requirements for documentation (ISO 11252:2013) | 2016-04-20 | OJ C 249 - 08/07/2016 | - |  | - |  | -
2014/35/EU | CEN | EN 13637:2015 | Building hardware - Electrically controlled exit systems for use on escape routes - Requirements and test methods | 2016-04-20 | OJ C 249 - 08/07/2016 | - |  | - |  | -
2014/35/EU | Cenelec | HD 308 S2:2001 | Identification of cores in cables and flexible cords | 2016-04-20 | OJ C 249 - 08/07/2016 | - |  | - |  | -
2014/35/EU | Cenelec | HD 361 S3:1999, HD 361 S3:1999/A1:2006, HD 361 S3:1999/AC:1999 | System for cable designation | 2016-04-20 | OJ C 249 - 08/07/2016 | - |  | - | 2025-06-13 | OJ L, 2023/2723 - 13/12/2023
2014/35/EU | Cenelec | HD 368 S1:1978 | Direct acting recording electrical measuring instruments and their accessories | 2016-04-20 | OJ C 249 - 08/07/2016 | - |  | - |  | -
2014/35/EU | Cenelec | HD 516 S2:1997, HD 516 S2:1997/A1:2003, HD 516 S2:1997/A2:2008 | Guide to use of low voltage harmonized cables | 2016-04-20 | OJ C 249 - 08/07/2016 | - |  | - | 2017-02-17 | OJ C 249 - 08/07/2016
2014/35/EU | Cenelec | HD 549 S1:1989 | Conference systems - Electrical and audio requirements | 2016-04-20 | OJ C 249 - 08/07/2016 | - |  | - |  | -
2014/35/EU | Cenelec | HD 597 S1:1992, HD 597 S1:1992/AC:1992 | Coupling capacitors and capacitor dividers | 2016-04-20 | OJ C 249 - 08/07/2016 | - |  | - |  | -
2014/35/EU | Cenelec | HD 603 S1:1994, HD 603 S1:1994/A3:2007, HD 603 S1:1994/A1:1997, HD 603 S1:1994/A2:2003 | Distribution cables of rated voltage 0,6/1 kV | 2016-04-20 | OJ C 249 - 08/07/2016 | - |  | - |  | -
2014/35/EU | Cenelec | HD 604 S1:1994, HD 604 S1:1994/A3:2005, HD 604 S1:1994/A1:1997, HD 604 S1:1994/A2:2002 | 0,6/1 kV and 1,9/3,3 kV power cables with special fire performance for use in power stations | 2016-04-20 | OJ C 249 - 08/07/2016 | - |  | - |  | -
2014/35/EU | Cenelec | HD 605 S2:2008, HD 605 S2:2008/AC:2010 | Electric cables - Additional test methods | 2016-04-20 | OJ C 249 - 08/07/2016 | - |  | - | 2025-06-13 | OJ L, 2023/2723 - 13/12/2023
2014/35/EU | Cenelec | HD 626 S1:1996, HD 626 S1:1996/A1:1997, HD 626 S1:1996/A2:2002 | Overhead distribution cables of rated voltage Uo/U(Um): 0,6/1 (1,2) kV | 2016-04-20 | OJ C 249 - 08/07/2016 | - |  | - |  | -
2014/35/EU | Cenelec | HD 627 S1:1996, HD 627 S1:1996/A1:2000, HD 627 S1:1996/A2:2005 | Multicore and multipair cables for installation above and below ground | 2016-04-20 | OJ C 249 - 08/07/2016 | - |  | - |  | -
2014/35/EU | Cenelec | HD 639 S1:2002, HD 639 S1:2002/A1:2003, HD 639 S1:2002/A2:2010, HD 639 S1:2002/AC:2003 | Electrical accessories - Portable residual current devices without integral overcurrent protection for household and similar use (PRCDs) | 2016-04-20 | OJ C 249 - 08/07/2016 | - |  | - |  | -
2014/35/EU | Cenelec | EN 41003:2008 | Particular safety requirements for equipment to be connected to telecommunication networks and/or a cable distribution system | 2016-04-20 | OJ C 249 - 08/07/2016 | - |  | - | 2019-06-20 | OJ C 326 - 14/09/2018
2014/35/EU | Cenelec | EN 50065-4-2:2001, EN 50065-4-2:2001/A1:2003, EN 50065-4-2:2001/A2:2005 | Signalling on low-voltage electrical installations in the frequency range 3 kHz to 148,5 kHz and 1,6 MHz to 30 MHz - Part 4-2: Low voltage decoupling filters - Safety requirements | 2016-04-20 | OJ C 249 - 08/07/2016 | - |  | - |  | -
2014/35/EU | Cenelec | EN 50065-4-7:2005, EN 50065-4-7:2005/AC:2006 | Signalling on low-voltage electrical installations in the frequency range 3 kHz to 148,5 kHz and 1,6 MHz to 30 MHz - Part 4-7: Portable low voltage decoupling filters - Safety requirements | 2016-04-20 | OJ C 249 - 08/07/2016 | - |  | - |  | -
2014/35/EU | Cenelec | EN 50085-1:2005, EN 50085-1:2005/A1:2013 | Cable trunking systems and cable ducting systems for electrical installations - Part 1: General requirements | 2016-04-20 | OJ C 249 - 08/07/2016 | - |  | - |  | -
2014/35/EU | Cenelec | EN 50085-2-1:2006, EN 50085-2-1:2006/A1:2011 | Cable trunking systems and cable ducting systems for electrical installations - Part 2-1: Cable trunking systems and cable ducting systems intended for mounting on walls and ceilings | 2016-04-20 | OJ C 249 - 08/07/2016 | - |  | - |  | -
2014/35/EU | Cenelec | EN 50085-2-2:2008 | Cable trunking systems and cable ducting systems for electrical installations - Part 2-2: Particular requirements for cable trunking systems and cable ducting systems intended for mounting underfloor, flushfloor, or onfloor | 2016-04-20 | OJ C 249 - 08/07/2016 | - |  | - |  | -
2014/35/EU | Cenelec | EN 50085-2-3:2010 | Cable trunking systems and cable ducting systems for electrical installations - Part 2-3: Particular requirements for slotted cable trunking systems intended for installation in cabinets | 2016-04-20 | OJ C 249 - 08/07/2016 | - |  | - |  | -
2014/35/EU | Cenelec | EN 50085-2-4:2009 | Cable trunking systems and cable ducting systems for electrical installations - Part 2-4: Particular requirements for service poles and service posts | 2016-04-20 | OJ C 249 - 08/07/2016 | - |  | - |  | -
2014/35/EU | Cenelec | EN 50106:2008 | Safety of household and similar electrical appliances - Particular rules for routine tests referring to appliances under the scope of EN 60335-1 | 2016-04-20 | OJ C 249 - 08/07/2016 | - |  | - |  | -
2014/35/EU | Cenelec | EN 50117-1:2002, EN 50117-1:2002/A1:2006, EN 50117-1:2002/A2:2013 | Coaxial cables - Part 1: Generic specification | 2016-04-20 | OJ C 249 - 08/07/2016 | - |  | - |  | -
2014/35/EU | Cenelec | EN 50117-2-1:2005, EN 50117-2-1:2005/A1:2008, EN 50117-2-1:2005/A2:2013 | Coaxial cables - Part 2-1: Sectional specification for cables used in cabled distribution networks - Indoor drop cables for systems operating at 5 MHz - 1 000 MHz | 2016-04-20 | OJ C 249 - 08/07/2016 | - |  | - |  | -
2014/35/EU | Cenelec | EN 50117-2-2:2004, EN 50117-2-2:2004/A1:2008, EN 50117-2-2:2004/A2:2013 | Coaxial cables - Part 2-2: Sectional specification for cables used in cabled distribution networks - Outdoor drop cables for systems operating at 5 MHz - 1 000 MHz | 2016-04-20 | OJ C 249 - 08/07/2016 | - |  | - |  | -
2014/35/EU | Cenelec | EN 50117-2-3:2004, EN 50117-2-3:2004/A1:2008, EN 50117-2-3:2004/A2:2013 | Coaxial cables - Part 2-3: Sectional specification for cables used in cabled distribution networks - Distribution and trunk cables for systems operating at 5 MHz - 1 000 MHz | 2016-04-20 | OJ C 249 - 08/07/2016 | - |  | - |  | -
2014/35/EU | Cenelec | EN 50117-2-4:2004, EN 50117-2-4:2004/A1:2008, EN 50117-2-4:2004/A2:2013 | Coaxial cables - Part 2-4: Sectional specification for cables used in cabled distribution networks - Indoor drop cables for systems operating at 5 MHz - 3 000 MHz | 2016-04-20 | OJ C 249 - 08/07/2016 | - |  | - |  | -
2014/35/EU | Cenelec | EN 50117-2-5:2004, EN 50117-2-5:2004/AC:2012, EN 50117-2-5:2004/A1:2008, EN 50117-2-5:2004/A2:2013 | Coaxial cables - Part 2-5: Sectional specification for cables used in cabled distribution networks - Outdoor drop cables for systems operating at 5 MHz - 3 000 MHz | 2016-04-20 | OJ C 249 - 08/07/2016 | - |  | - |  | -
2014/35/EU | Cenelec | EN 50117-3-1:2002 | Coaxial cables - Part 3-1: Sectional specifications for cables used in Telecom applications - Miniaturized cables used in digital communication systems | 2016-04-20 | OJ C 249 - 08/07/2016 | - |  | - |  | -
2014/35/EU | Cenelec | EN 50117-4-1:2008, EN 50117-4-1:2008/A1:2013 | Coaxial cables - Part 4-1: Sectional specification for cables for BCT cabling in accordance with EN 50173 - Indoor drop cables for systems operating at 5 MHz - 3 000 MHz | 2016-04-20 | OJ C 249 - 08/07/2016 | - |  | - |  | -
2014/35/EU | Cenelec | EN 50117-4-2:2015 | Coaxial cables - Part 4-2: Sectional specification for CATV cables up to 6 GHz used in cabled distribution networks | 2016-04-20 | OJ C 249 - 08/07/2016 | - |  | - |  | -
2014/35/EU | Cenelec | EN 50156-1:2004 | Electrical equipment for furnaces and ancillary equipment - Part 1: Requirements for application design and installation | 2016-04-20 | OJ C 249 - 08/07/2016 | - |  | - | 2018-01-26 | OJ C 249 - 08/07/2016
2014/35/EU | Cenelec | EN 50156-1:2015 | Electrical equipment for furnaces and ancillary equipment - Part 1: Requirements for application design and installation | 2016-04-20 | OJ C 249 - 08/07/2016 | - |  | - |  | -
2014/35/EU | Cenelec | EN 50156-2:2015 | Electrical equipment for furnaces and ancillary equipment - Part 2: Requirements for design, development and type approval of safety devices and subsystems | 2016-04-20 | OJ C 249 - 08/07/2016 | - |  | - |  | -
2014/35/EU | Cenelec | EN 50178:1997 | Electronic equipment for use in power installations | 2016-04-20 | OJ C 249 - 08/07/2016 | - |  | - | 2021-12-22 | OJ L 222 - 22/06/2021
2014/35/EU | Cenelec | EN 50214:2006, EN 50214:2006/AC:2007 | Flat polyvinyl chloride sheathed flexible cables | 2016-04-20 | OJ C 249 - 08/07/2016 | - |  | - |  | -
2014/35/EU | Cenelec | EN 50250:2002, EN 50250:2002/A1:2015, EN 50250:2002/AC:2007 | Conversion adaptors for industrial use | 2016-04-20 | OJ C 249 - 08/07/2016 | - |  | - |  | -
2014/35/EU | Cenelec | EN 50262:1998, EN 50262:1998/A1:2001, EN 50262:1998/A2:2004, EN 50262:1998/AC:1998 | Cable glands for electrical installations | 2016-04-20 | OJ C 249 - 08/07/2016 | - |  | - | 2016-09-23 | OJ C 249 - 08/07/2016
2014/35/EU | Cenelec | EN 50267-1:1998 | Common test methods for cables under fire conditions - Tests on gases evolved during combustion of materials from cables - Part 1: Apparatus | 2016-04-20 | OJ C 249 - 08/07/2016 | - |  | - | 2017-01-27 | OJ C 249 - 08/07/2016
2014/35/EU | Cenelec | EN 50267-2-1:1998 | Common test methods for cables under fire conditions - Tests on gases evolved during combustion of materials from cables - Part 2-1: Procedures - Determination of the amount of halogen acid gas | 2016-04-20 | OJ C 249 - 08/07/2016 | - |  | - | 2017-01-27 | OJ C 249 - 08/07/2016
2014/35/EU | Cenelec | EN 50267-2-2:1998 | Common test methods for cables under fire conditions - Tests on gases evolved during combustion of materials from cables - Part 2-2: Procedures - Determination of degree of acidity of gases for materials by measuring pH and conductivity | 2016-04-20 | OJ C 249 - 08/07/2016 | - |  | - | 2017-01-27 | OJ C 249 - 08/07/2016
2014/35/EU | Cenelec | EN 50267-2-3:1998 | Common test methods for cables under fire conditions - Tests on gases evolved during combustion of materials from cables - Part 2-3: Procedures - Determination of degree of acidity of gases for cables by determination of the weighted average of pH and conductivity | 2016-04-20 | OJ C 249 - 08/07/2016 | - |  | - | 2017-01-27 | OJ C 249 - 08/07/2016
2014/35/EU | Cenelec | EN 50274:2002, EN 50274:2002/AC:2009 | Low-voltage switchgear and controlgear assemblies - Protection against electric shock - Protection against unintentional direct contact with hazardous live parts | 2016-04-20 | OJ C 249 - 08/07/2016 | - |  | - |  | -
2014/35/EU | Cenelec | EN 50288-1:2003 | Multi-element metallic cables used in analogue and digital communication and control - Part 1: Generic specification | 2016-04-20 | OJ C 249 - 08/07/2016 | - |  | - | 2018-09-14 | OJ C 326 - 14/09/2018
2014/35/EU | Cenelec | EN 50288-1:2013 | Multi-element metallic cables used in analogue and digital communication and control - Part 1: Generic specification | 2016-04-20 | OJ C 249 - 08/07/2016 | - |  | - |  | -
2014/35/EU | Cenelec | EN 50288-2-1:2003 | Multi-element metallic cables used in analogue and digital communication and control - Part 2-1: Sectional specification for screened cables characterised up to 100 MHz - Horizontal and building backbone cables | 2016-04-20 | OJ C 249 - 08/07/2016 | - |  | - | 2018-09-14 | OJ C 326 - 14/09/2018
2014/35/EU | Cenelec | EN 50288-2-1:2013 | Multi-element metallic cables used in analogue and digital communication and control - Part 2-1: Sectional specification for screened cables characterised up to 100 MHz - Horizontal and building backbone cables | 2016-04-20 | OJ C 249 - 08/07/2016 | - |  | - |  | -
2014/35/EU | Cenelec | EN 50288-2-2:2003 | Multi-element metallic cables used in analogue and digital communication and control - Part 2-2: Sectional specification for screened cables characterised up to 100 MHz - Work area and patch cord cables | 2016-04-20 | OJ C 249 - 08/07/2016 | - |  | - | 2018-09-14 | OJ C 326 - 14/09/2018
2014/35/EU | Cenelec | EN 50288-2-2:2013 | Multi-element metallic cables used in analogue and digital communication and control - Part 2-2: Sectional specification for screened cables characterised up to 100 MHz - Work area and patch cord cables | 2016-04-20 | OJ C 249 - 08/07/2016 | - |  | - |  | -
2014/35/EU | Cenelec | EN 50288-3-1:2003 | Multi-element metallic cables used in analogue and digital communication and control - Part 3-1: Sectional specification for unscreened cables characterised up to 100 MHz - Horizontal and building backbone cables | 2016-04-20 | OJ C 249 - 08/07/2016 | - |  | - | 2018-09-14 | OJ C 326 - 14/09/2018
2014/35/EU | Cenelec | EN 50288-3-1:2013 | Multi-element metallic cables used in analogue and digital communication and control - Part 3-1: Sectional specification for unscreened cables characterised up to 100 MHz - Horizontal and building backbone cables | 2016-04-20 | OJ C 249 - 08/07/2016 | - |  | - |  | -
2014/35/EU | Cenelec | EN 50288-3-2:2003 | Multi-element metallic cables used in analogue and digital communication and control - Part 3-2: Sectional specification for unscreened cables characterised up to 100 MHz - Work area and patch cord cables | 2016-04-20 | OJ C 249 - 08/07/2016 | - |  | - | 2018-09-14 | OJ C 326 - 14/09/2018
2014/35/EU | Cenelec | EN 50288-3-2:2013 | Multi-element metallic cables used in analogue and digital communication and control - Part 3-2: Sectional specification for unscreened cables characterised up to 100 MHz - Work area and patch cord cables | 2016-04-20 | OJ C 249 - 08/07/2016 | - |  | - |  | -
2014/35/EU | Cenelec | EN 50288-4-1:2003 | Multi-element metallic cables used in analogue and digital communication and control - Part 4-1: Sectional specification for screened cables characterised up to 600 MHz - Horizontal and building backbone cables | 2016-04-20 | OJ C 249 - 08/07/2016 | - |  | - | 2018-09-14 | OJ C 326 - 14/09/2018
2014/35/EU | Cenelec | EN 50288-4-1:2013 | Multi-element metallic cables used in analogue and digital communication and control - Part 4-1: Sectional specification for screened cables characterised up to 600 MHz - Horizontal and building backbone cables | 2016-04-20 | OJ C 249 - 08/07/2016 | - |  | - |  | -
2014/35/EU | Cenelec | EN 50288-4-2:2003 | Multi-element metallic cables used in analogue and digital communication and control - Part 4-2: Sectional specification for screened cables characterised up to 600 MHz - Work area and patch cord cables | 2016-04-20 | OJ C 249 - 08/07/2016 | - |  | - | 2018-09-14 | OJ C 326 - 14/09/2018
2014/35/EU | Cenelec | EN 50288-4-2:2013 | Multi-element metallic cables used in analogue and digital communication and control - Part 4-2: Sectional specification for screened cables characterised up to 600 MHz - Work area and patch cord cables | 2016-04-20 | OJ C 249 - 08/07/2016 | - |  | - |  | -
2014/35/EU | Cenelec | EN 50288-5-1:2003 | Multi-element metallic cables used in analogue and digital communication and control - Part 5-1: Sectional specification for screened cables characterized up to 250 MHz - Horizontal and building backbone cables | 2016-04-20 | OJ C 249 - 08/07/2016 | - |  | - | 2018-09-14 | OJ C 326 - 14/09/2018
2014/35/EU | Cenelec | EN 50288-5-1:2013 | Multi-element metallic cables used in analogue and digital communication and control - Part 5-1: Sectional specification for screened cables characterized up to 250 MHz - Horizontal and building backbone cables | 2016-04-20 | OJ C 249 - 08/07/2016 | - |  | - |  | -
2014/35/EU | Cenelec | EN 50288-5-2:2003 | Multi-element metallic cables used in analogue and digital communication and control - Part 5-2: Sectional specification for screened cables characterized up to 250 MHz - Work area and patch cord cables | 2016-04-20 | OJ C 249 - 08/07/2016 | - |  | - | 2018-09-14 | OJ C 326 - 14/09/2018
2014/35/EU | Cenelec | EN 50288-5-2:2013 | Multi-element metallic cables used in analogue and digital communication and control - Part 5-2: Sectional specification for screened cables characterized up to 250 MHz - Work area and patch cord cables | 2016-04-20 | OJ C 249 - 08/07/2016 | - |  | - |  | -
2014/35/EU | Cenelec | EN 50288-6-1:2003 | Multi-element metallic cables used in analogue and digital communication and control - Part 6-1: Sectional specification for unscreened cables characterised up to 250 MHz - Horizontal and building backbone cables | 2016-04-20 | OJ C 249 - 08/07/2016 | - |  | - | 2018-09-14 | OJ C 326 - 14/09/2018
2014/35/EU | Cenelec | EN 50288-6-1:2013 | Multi-element metallic cables used in analogue and digital communication and control - Part 6-1: Sectional specification for unscreened cables characterised up to 250 MHz - Horizontal and building backbone cables | 2016-04-20 | OJ C 249 - 08/07/2016 | - |  | - |  | -
2014/35/EU | Cenelec | EN 50288-6-2:2003 | Multi-element metallic cables used in analogue and digital communication and control - Part 6-2: Sectional specification for unscreened cables characterised up to 250 MHz - Work area and patch cord cables | 2016-04-20 | OJ C 249 - 08/07/2016 | - |  | - | 2018-09-14 | OJ C 326 - 14/09/2018
2014/35/EU | Cenelec | EN 50288-6-2:2013 | Multi-element metallic cables used in analogue and digital communication and control - Part 6-2: Sectional specification for unscreened cables characterised up to 250 MHz - Work area and patch cord cables | 2016-04-20 | OJ C 249 - 08/07/2016 | - |  | - |  | -
2014/35/EU | Cenelec | EN 50288-7:2005 | Multi-element metallic cables used in analogue and digital communication and control - Part 7: Sectional specification for instrumentation and control cables | 2016-04-20 | OJ C 249 - 08/07/2016 | - |  | - |  | -
2014/35/EU | Cenelec | EN 50288-8:2012 | Multi-element metallic cables used in analogue and digital communication and control - Part 8: Specification for type 1 cables characterised up to 2 MHz | 2016-04-20 | OJ C 249 - 08/07/2016 | - |  | - |  | -
2014/35/EU | Cenelec | EN 50288-9-1:2012 | Multi-element metallic cables used in analogue and digital communication and control - Part 9-1: Sectional specification for screened cables characterised up to 1 000 MHz - Horizontal and building backbone cables | 2016-04-20 | OJ C 249 - 08/07/2016 | - |  | - |  | -
2014/35/EU | Cenelec | EN 50288-9-2:2015 | Multi-element metallic cables used in analogue and digital communication and control - Part 9-2: Sectional specification for screened cables characterized from 1 MHz up to 1 000 MHz for work area, patch cord and data centre applications | 2016-04-20 | OJ C 249 - 08/07/2016 | - |  | - |  | -
2014/35/EU | Cenelec | EN 50288-10-1:2012 | Multi-element metallic cables used in analogue and digital communication and control - Part 10-1: Sectional specification for screened cables characterized up to 500 MHz - Horizontal floor and building backbone cables | 2016-04-20 | OJ C 249 - 08/07/2016 | - |  | - |  | -
2014/35/EU | Cenelec | EN 50288-10-2:2015 | Multi-element metallic cables used in analogue and digital communication and control - Part 10-2: Sectional specification for screened cables characterized from 1 MHz up to 500 MHz for work area, patch cord and data centre applications | 2016-04-20 | OJ C 249 - 08/07/2016 | - |  | - |  | -
2014/35/EU | Cenelec | EN 50288-11-1:2012 | Multi-element metallic cables used in analogue and digital communication and control - Part 11-1: Sectional specification for un-screened cables characterised up to 500 MHz - Horizontal and building backbone cables | 2016-04-20 | OJ C 249 - 08/07/2016 | - |  | - |  | -
2014/35/EU | Cenelec | EN 50288-11-2:2015 | Multi-element metallic cables used in analogue and digital communication and control - Part 11-2: Sectional specification for un-screened cables, characterized from 1 MHz up to 500 MHz for work area, patch cord and data centre applications | 2016-04-20 | OJ C 249 - 08/07/2016 | - |  | - |  | -
2014/35/EU | Cenelec | EN 50289-1-3:2001 | Communication cables - Specifications for test methods - Part 1-3: Electrical test methods - Dielectric strength | 2016-04-20 | OJ C 249 - 08/07/2016 | - |  | - |  | -
2014/35/EU | Cenelec | EN 50289-1-4:2001 | Communication cables - Specifications for test methods - Part 1-4: Electrical test methods - Insulation resistance | 2016-04-20 | OJ C 249 - 08/07/2016 | - |  | - |  | -
2014/35/EU | Cenelec | EN 50290-2-1:2005 | Communication cables - Part 2-1: Common design rules and construction | 2016-04-20 | OJ C 249 - 08/07/2016 | - |  | - |  | -
2014/35/EU | Cenelec | EN 50290-2-20:2001 | Communication cables - Part 2-20: Common design rules and construction - General | 2016-04-20 | OJ C 249 - 08/07/2016 | - |  | - |  | -
2014/35/EU | Cenelec | EN 50290-2-21:2001, EN 50290-2-21:2001/A1:2007/AC:2016, EN 50290-2-21:2001/A1:2007, EN 50290-2-21:2001/AC:2003 | Communication cables - Part 2-21: Common design rules and construction - PVC insulation compounds | 2016-04-20 | OJ C 249 - 08/07/2016 | - |  | - |  | -
2014/35/EU | Cenelec | EN 50290-2-22:2001, EN 50290-2-22:2001/A1:2007 | Communication cables - Part 2-22: Common design rules and construction - PVC sheathing compounds | 2016-04-20 | OJ C 249 - 08/07/2016 | - |  | - |  | -
2014/35/EU | Cenelec | EN 50290-2-23:2001 | Communication cables - Part 2-23: Common design rules and construction - PE insulation | 2016-04-20 | OJ C 249 - 08/07/2016 | - |  | - | 2016-09-16 | OJ C 249 - 08/07/2016
2014/35/EU | Cenelec | EN 50290-2-23:2013 | Communication cables - Part 2-23: Common design rules and construction - Polyethylene insulation for multi-pair cables used in access telecommunication networks: Outdoor cables | 2016-04-20 | OJ C 249 - 08/07/2016 | - |  | - |  | -
2014/35/EU | Cenelec | EN 50290-2-24:2002, EN 50290-2-24:2002/A1:2008 | Communication cables - Part 2-24: Common design rules and construction - PE sheathing | 2016-04-20 | OJ C 249 - 08/07/2016 | - |  | - |  | -
2014/35/EU | Cenelec | EN 50290-2-25:2002 | Communication cables - Part 2-25: Common design rules and construction - Polypropylene insulation compounds | 2016-04-20 | OJ C 249 - 08/07/2016 | - |  | - | 2016-09-16 | OJ C 249 - 08/07/2016
2014/35/EU | Cenelec | EN 50290-2-25:2013 | Communication cables - Part 2-25: Common design rules and construction - Polypropylene insulation compounds | 2016-04-20 | OJ C 249 - 08/07/2016 | - |  | - |  | -
2014/35/EU | Cenelec | EN 50290-2-26:2002, EN 50290-2-26:2002/A1:2007 | Communication cables - Part 2-26: Common design rules and construction - Halogen free flame retardant insulation compounds | 2016-04-20 | OJ C 249 - 08/07/2016 | - |  | - |  | -
2014/35/EU | Cenelec | EN 50290-2-27:2002, EN 50290-2-27:2002/A1:2007, EN 50290-2-27:2002/A1:2007/AC:2010 | Communication cables - Part 2-27: Common design rules and construction - Halogen free flame retardant thermoplastic sheathing compounds | 2016-04-20 | OJ C 249 - 08/07/2016 | - |  | - |  | -
2014/35/EU | Cenelec | EN 50290-2-28:2002 | Communication cables - Part 2-28: Common design rules and construction - Filling compounds for filled cables | 2016-04-20 | OJ C 249 - 08/07/2016 | - |  | - |  | -
2014/35/EU | Cenelec | EN 50290-2-29:2002 | Communication cables - Part 2-29: Common design rules and construction - Cross-linked PE insulation compounds | 2016-04-20 | OJ C 249 - 08/07/2016 | - |  | - |  | -
2014/35/EU | Cenelec | EN 50290-2-30:2002 | Communication cables - Part 2-30: Common design rules and construction - Poly(tetrafluoroethylene-hexafluoropropylene) (FEP) insulation and sheathing | 2016-04-20 | OJ C 249 - 08/07/2016 | - |  | - |  | -
2014/35/EU | Cenelec | EN 50290-4-1:2001 | Communication cables - Part 4-1: General considerations for the use of cables - Environmental conditions and safety aspects | 2016-04-20 | OJ C 249 - 08/07/2016 | - |  | - | 2016-09-16 | OJ C 249 - 08/07/2016
2014/35/EU | Cenelec | EN 50290-4-1:2014 | Communication cables - Part 4-1: General considerations for the use of cables - Environmental conditions and safety aspects | 2016-04-20 | OJ C 249 - 08/07/2016 | - |  | - |  | -
2014/35/EU | Cenelec | EN 50290-4-2:2014 | Communication cables - Part 4-2: General considerations for the use of cables - Guide to use | 2016-04-20 | OJ C 249 - 08/07/2016 | - |  | - |  | -
2014/35/EU | Cenelec | EN 50363-0:2011 | Insulating, sheathing and covering materials for low-voltage energy cables - Part 0: General introduction | 2016-04-20 | OJ C 249 - 08/07/2016 | - |  | - | 2025-06-13 | OJ L, 2023/2723 - 13/12/2023
2014/35/EU | Cenelec | EN 50363-1:2005 | Insulating, sheathing and covering materials for low voltage energy cables - Part 1: Cross-linked elastomeric insulating compounds | 2016-04-20 | OJ C 249 - 08/07/2016 | - |  | - | 2025-06-13 | OJ L, 2023/2723 - 13/12/2023
2014/35/EU | Cenelec | EN 50363-2-1:2005, EN 50363-2-1:2005/A1:2011 | Insulating, sheathing and covering materials for low voltage energy cables - Part 2-1: Cross-linked elastomeric sheathing compounds | 2016-04-20 | OJ C 249 - 08/07/2016 | - |  | - | 2025-06-13 | OJ L, 2023/2723 - 13/12/2023
2014/35/EU | Cenelec | EN 50363-2-2:2005 | Insulating, sheathing and covering materials for low voltage energy cables - Part 2-2: Cross-linked elastomeric covering compounds | 2016-04-20 | OJ C 249 - 08/07/2016 | - |  | - | 2025-06-13 | OJ L, 2023/2723 - 13/12/2023
2014/35/EU | Cenelec | EN 50363-3:2005, EN 50363-3:2005/A1:2011 | Insulating, sheathing and covering materials for low voltage energy cables - Part 3: PVC insulating compounds | 2016-04-20 | OJ C 249 - 08/07/2016 | - |  | - | 2025-06-13 | OJ L, 2023/2723 - 13/12/2023
2014/35/EU | Cenelec | EN 50363-4-1:2005 | Insulating, sheathing and covering materials for low voltage energy cables - Part 4-1: PVC sheathing compounds | 2016-04-20 | OJ C 249 - 08/07/2016 | - |  | - | 2025-06-13 | OJ L, 2023/2723 - 13/12/2023
2014/35/EU | Cenelec | EN 50363-4-2:2005 | Insulating, sheathing and covering materials for low voltage energy cables - Part 4-2: PVC covering compounds | 2016-04-20 | OJ C 249 - 08/07/2016 | - |  | - | 2025-06-13 | OJ L, 2023/2723 - 13/12/2023
2014/35/EU | Cenelec | EN 50363-5:2005, EN 50363-5:2005/A1:2011 | Insulating, sheathing and covering materials for low voltage energy cables - Part 5: Halogen-free, cross-linked insulating compounds | 2016-04-20 | OJ C 249 - 08/07/2016 | - |  | - | 2025-06-13 | OJ L, 2023/2723 - 13/12/2023
2014/35/EU | Cenelec | EN 50363-6:2005, EN 50363-6:2005/A1:2011 | Insulating, sheathing and covering materials for low voltage energy cables - Part 6: Halogen-free, cross-linked sheathing compounds | 2016-04-20 | OJ C 249 - 08/07/2016 | - |  | - | 2025-06-13 | OJ L, 2023/2723 - 13/12/2023
2014/35/EU | Cenelec | EN 50363-7:2005 | Insulating, sheathing and covering materials for low voltage energy cables - Part 7: Halogen-free, thermoplastic insulating compounds | 2016-04-20 | OJ C 249 - 08/07/2016 | - |  | - | 2025-06-13 | OJ L, 2023/2723 - 13/12/2023
2014/35/EU | Cenelec | EN 50363-8:2005, EN 50363-8:2005/A1:2011 | Insulating, sheathing and covering materials for low voltage energy cables - Part 8: Halogen-free, thermoplastic sheathing compounds | 2016-04-20 | OJ C 249 - 08/07/2016 | - |  | - | 2025-06-13 | OJ L, 2023/2723 - 13/12/2023
2014/35/EU | Cenelec | EN 50363-9-1:2005 | Insulating, sheathing and covering materials for low voltage energy cables - Part 9-1: Miscellaneous insulating compounds - Cross-linked polyvinyl chloride (XLPVC) | 2016-04-20 | OJ C 249 - 08/07/2016 | - |  | - | 2025-06-13 | OJ L, 2023/2723 - 13/12/2023
2014/35/EU | Cenelec | EN 50363-10-1:2005 | Insulating, sheathing and covering materials for low voltage energy cables - Part 10-1: Miscellaneous sheathing compounds - Cross-linked polyvinyl chloride (XLPVC) | 2016-04-20 | OJ C 249 - 08/07/2016 | - |  | - | 2025-06-13 | OJ L, 2023/2723 - 13/12/2023
2014/35/EU | Cenelec | EN 50363-10-2:2005 | Insulating, sheathing and covering materials for low voltage energy cables - Part 10-2: Miscellaneous sheathing compounds - Thermoplastic polyurethane | 2016-04-20 | OJ C 249 - 08/07/2016 | - |  | - | 2025-06-13 | OJ L, 2023/2723 - 13/12/2023
2014/35/EU | Cenelec | EN 50364:2010 | Limitation of human exposure to electromagnetic fields from devices operating in the frequency range 0 Hz to 300 GHz, used in Electronic Article Surveillance (EAS), Radio Frequency Identification (RFID) and similar applications | 2016-04-20 | OJ C 249 - 08/07/2016 | - |  | - |  | -
2014/35/EU | Cenelec | EN 50369:2005 | Liquid tight sheathing systems for cable management | 2016-04-20 | OJ C 249 - 08/07/2016 | - |  | - |  | -
2014/35/EU | Cenelec | EN 50395:2005, EN 50395:2005/A1:2011 | Electrical test methods for low voltage energy cables | 2016-04-20 | OJ C 249 - 08/07/2016 | - |  | - | 2025-06-13 | OJ L, 2023/2723 - 13/12/2023
2014/35/EU | Cenelec | EN 50396:2005, EN 50396:2005/A1:2011 | Non electrical test methods for low voltage energy cables | 2016-04-20 | OJ C 249 - 08/07/2016 | - |  | - | 2025-06-13 | OJ L, 2023/2723 - 13/12/2023
2014/35/EU | Cenelec | EN 50406-1:2004 | End user multi-pair cables used in high bit rate telecommunication networks - Part 1: Aerial cables | 2016-04-20 | OJ C 249 - 08/07/2016 | - |  | - |  | -
2014/35/EU | Cenelec | EN 50406-2:2004 | End user multi-pair cables used in high bit rate telecommunication networks - Part 2: Duct and buried cables | 2016-04-20 | OJ C 249 - 08/07/2016 | - |  | - |  | -
2014/35/EU | Cenelec | EN 50407-1:2004 | Multi-pair cables used in high bit rate digital access telecommunication networks - Part 1: Outdoor cables | 2016-04-20 | OJ C 249 - 08/07/2016 | - |  | - |  | -
2014/35/EU | Cenelec | EN 50407-3:2014 | Multi-pair cables used in high bit rate digital access telecommunications networks - Part 3: Indoor multi-pair/quad riser cables up to 100 MHz for maximum length of connection 100 m supporting universal services, xDSL and applications up to 100 Mbit/s over IP | 2016-04-20 | OJ C 249 - 08/07/2016 | - |  | - |  | -
2014/35/EU | Cenelec | EN 50428:2005, EN 50428:2005/A1:2007, EN 50428:2005/A2:2009 | Switches for household and similar fixed electrical installations - Collateral standard - Switches and related accessories for use in home and building electronic systems (HBES) | 2016-04-20 | OJ C 249 - 08/07/2016 | - |  | - |  | -
2014/35/EU | Cenelec | EN 50441-1:2012 | Cables for indoor residential telecommunication installations - Part 1: Unscreened cables - Grade 1 | 2016-04-20 | OJ C 249 - 08/07/2016 | - |  | - |  | -
2014/35/EU | Cenelec | EN 50441-2:2012 | Cables for indoor residential telecommunication installations - Part 2: Screened cables - Grade 1 | 2016-04-20 | OJ C 249 - 08/07/2016 | - |  | - |  | -
2014/35/EU | Cenelec | EN 50441-3:2006 | Cables for indoor residential telecommunication installations - Part 3: Screened cables - Grade 3 | 2016-04-20 | OJ C 249 - 08/07/2016 | - |  | - |  | -
2014/35/EU | Cenelec | EN 50441-4:2012 | Cables for indoor residential telecommunication installations - Part 4: Cables up to 1 200 MHz - Grade 3 | 2016-04-20 | OJ C 249 - 08/07/2016 | - |  | - |  | -
2014/35/EU | Cenelec | EN 50445:2008 | Product family standard to demonstrate compliance of equipment for resistance welding, arc welding and allied processes with the basic restrictions related to human exposure to electromagnetic fields (0 Hz - 300 GHz) | 2016-04-20 | OJ C 249 - 08/07/2016 | - |  | - |  | -
2014/35/EU | Cenelec | EN 50491-3:2009 | General requirements for Home and Building Electronic Systems (HBES) and Building Automation and Control Systems (BACS) - Part 3: Electrical safety requirements | 2016-04-20 | OJ C 249 - 08/07/2016 | - |  | - | 2021-01-19 | OJ C 326 - 14/09/2018
2014/35/EU | Cenelec | EN 50491-4-1:2012 | General requirements for Home and Building Electronic Systems (HBES) and Building Automation and Control Systems (BACS) - Part 4-1: General functional safety requirements for products intended to be integrated in Building Electronic Systems (HBES) and Building Automation and Control Systems (BACS) | 2016-04-20 | OJ C 249 - 08/07/2016 | - |  | - |  | -
2014/35/EU | Cenelec | EN 50491-6-1:2014 | General requirements for Home and Building Electronic Systems (HBES) and Building Automation and Control Systems (BACS) - Part 6-1: HBES installations - Installation and planning | 2016-04-20 | OJ C 249 - 08/07/2016 | - |  | - |  | -
2014/35/EU | Cenelec | EN 50497:2007 | Recommended test method for assessment of the risk of plasticizer exudation from PVC insulated and sheathed cables | 2016-04-20 | OJ C 249 - 08/07/2016 | - |  | - | 2025-06-13 | OJ L, 2023/2723 - 13/12/2023
2014/35/EU | Cenelec | EN 50520:2009 | Cover plates and cover tapes for the protection and location warning of buried cables or buried conduits in underground installations | 2016-04-20 | OJ C 249 - 08/07/2016 | - |  | - | 2023-09-10 | OJ L 83 - 10/03/2022
2014/35/EU | Cenelec | EN 50520:2020, EN 50520:2020/A1:2021 | Cover plates and cover tapes for the protection and location warning of buried cables or buried conduits in underground installations | 2022-03-10 | OJ L 83 - 10/03/2022 | - |  | - |  | -
2014/35/EU | Cenelec | EN 50525-1:2011 | Electric cables - Low voltage energy cables of rated voltages up to and including 450/750 V (U0/U) - Part 1: General requirements | 2016-04-20 | OJ C 249 - 08/07/2016 | - |  | - |  | -
2014/35/EU | Cenelec | EN 50525-2-11:2011 | Electric cables - Low voltage energy cables of rated voltages up to and including 450/750 V (Uo/U) - Part 2-11: Cables for general applications - Flexible cables with thermoplastic PVC insulation | 2016-04-20 | OJ C 249 - 08/07/2016 | - |  | - |  | -
2014/35/EU | Cenelec | EN 50525-2-12:2011 | Electric cables - Low voltage energy cables of rated voltages up to and including 450/750 V (Uo/U) - Part 2-12: Cables for general applications - Cables with thermoplastic PVC insulation for extensible leads | 2016-04-20 | OJ C 249 - 08/07/2016 | - |  | - |  | -
2014/35/EU | Cenelec | EN 50525-2-21:2011, EN 50525-2-21:2011/AC:2013 | Electric cables - Low voltage energy cables of rated voltages up to and including 450/750 V (Uo/U) - Part 2-21: Cables for general applications - Flexible cables with crosslinked elastomeric insulation | 2016-04-20 | OJ C 249 - 08/07/2016 | - |  | - |  | -
2014/35/EU | Cenelec | EN 50525-2-22:2011 | Electric cables - Low voltage energy cables of rated voltages up to and including 450/750 V (U0/U) - Part 2-22: Cables for general applications - High flexibility braided cables with crosslinked elastomeric insulation | 2016-04-20 | OJ C 249 - 08/07/2016 | - |  | - |  | -
2014/35/EU | Cenelec | EN 50525-2-31:2011 | Electric cables - Low voltage energy cables of rated voltages up to and including 450/750 V (U0/U) - Part 2-31: Cables for general applications - Single core non-sheathed cables with thermoplastic PVC insulation | 2016-04-20 | OJ C 249 - 08/07/2016 | - |  | - |  | -
2014/35/EU | Cenelec | EN 50525-2-41:2011 | Electric cables - Low voltage energy cables of rated voltages up to and including 450/750 V (U0/U) - Part 2-41: Cables for general applications - Single core cables with crosslinked silicone rubber insulation | 2016-04-20 | OJ C 249 - 08/07/2016 | - |  | - |  | -
2014/35/EU | Cenelec | EN 50525-2-42:2011 | Electric cables - Low voltage energy cables of rated voltages up to and including 450/750 V (U0/U) - Part 2-42: Cables for general applications - Single core non-sheathed cables with crosslinked EVA insulation | 2016-04-20 | OJ C 249 - 08/07/2016 | - |  | - |  | -
2014/35/EU | Cenelec | EN 50525-2-51:2011 | Electric cables - Low voltage energy cables of rated voltages up to and including 450/750 V (U0/U) - Part 2-51: Cables for general applications - Oil resistant control cables with thermoplastic PVC insulation | 2016-04-20 | OJ C 249 - 08/07/2016 | - |  | - |  | -
2014/35/EU | Cenelec | EN 50525-2-71:2011 | Electric cables - Low voltage energy cables of rated voltages up to and including 450/750 V (U0/U) - Part 2-71: Cables for general applications - Flat tinsel cables (cords) with thermoplastic PVC insulation | 2016-04-20 | OJ C 249 - 08/07/2016 | - |  | - |  | -
2014/35/EU | Cenelec | EN 50525-2-72:2011 | Electric cables - Low voltage energy cables of rated voltages up to and including 450/750 V (U0/U) - Part 2-72: Cables for general applications - Flat divisible cables (cords) with thermoplastic PVC insulation | 2016-04-20 | OJ C 249 - 08/07/2016 | - |  | - |  | -
2014/35/EU | Cenelec | EN 50525-2-81:2011 | Electric cables - Low voltage energy cables of rated voltages up to and including 450/750 V (U0/U) - Part 2-81: Cables for general applications - Cables with crosslinked elastomeric covering for arc welding | 2016-04-20 | OJ C 249 - 08/07/2016 | - |  | - |  | -
2014/35/EU | Cenelec | EN 50525-2-82:2011 | Electric cables - Low voltage energy cables of rated voltages up to and including 450/750 V (U0/U) - Part 2-82: Cables for general applications - Cables with crosslinked elastomeric insulation for decorative chains | 2016-04-20 | OJ C 249 - 08/07/2016 | - |  | - |  | -
2014/35/EU | Cenelec | EN 50525-2-83:2011 | Electric cables - Low voltage energy cables of rated voltages up to and including 450/750 V (U0/U) - Part 2-83: Cables for general applications - Multicore cables with crosslinked silicone rubber insulation | 2016-04-20 | OJ C 249 - 08/07/2016 | - |  | - |  | -
2014/35/EU | Cenelec | EN 50525-3-11:2011 | Electric cables - Low voltage energy cables of rated voltages up to and including 450/750 V (U0/U) - Part 3-11: Cables with special fire performance - Flexible cables with halogen-free thermoplastic insulation, and low emission of smoke | 2016-04-20 | OJ C 249 - 08/07/2016 | - |  | - |  | -
2014/35/EU | Cenelec | EN 50525-3-21:2011, EN 50525-3-21:2011/AC:2013 | Electric cables - Low voltage energy cables of rated voltages up to and including 450/750 V (U0/U) - Part 3-21: Cables with special fire performance - Flexible cables with halogen-free crosslinked insulation, and low emission of smoke | 2016-04-20 | OJ C 249 - 08/07/2016 | - |  | - |  | -
2014/35/EU | Cenelec | EN 50525-3-31:2011 | Electric cables - Low voltage energy cables of rated voltages up to and including 450/750 V (U0/U) - Part 3-31: Cables with special fire performance - Single core non-sheathed cables with halogen-free thermoplastic insulation, and low emission of smoke | 2016-04-20 | OJ C 249 - 08/07/2016 | - |  | - |  | -
2014/35/EU | Cenelec | EN 50525-3-41:2011 | Electric cables - Low voltage energy cables of rated voltages up to and including 450/750 V (U0/U) - Part 3-41: Cables with special fire performance - Single core non-sheathed cables with halogen-free crosslinked insulation, and low emission of smoke | 2016-04-20 | OJ C 249 - 08/07/2016 | - |  | - |  | -
2014/35/EU | Cenelec | EN 50539-11:2013, EN 50539-11:2013/A1:2014 | Low-voltage surge protective devices - Surge protective devices for specific application including d.c. - Part 11: Requirements and tests for SPDs in photovoltaic applications | 2016-04-20 | OJ C 249 - 08/07/2016 | - |  | - |  | -
2014/35/EU | Cenelec | EN 50550:2011, EN 50550:2011/AC:2012, EN 50550:2011/A1:2014 | Power frequency overvoltage protective device for household and similar applications (POP) | 2016-04-20 | OJ C 249 - 08/07/2016 | - |  | - |  | -
2014/35/EU | Cenelec | EN 50556:2011 | Road traffic signal systems | 2016-04-20 | OJ C 249 - 08/07/2016 | - |  | - |  | -
2014/35/EU | Cenelec | EN 50557:2011 | Requirements for automatic reclosing devices (ARDs) for circuit breakers-RCBOs-RCCBs for household and similar uses | 2016-04-20 | OJ C 249 - 08/07/2016 | - |  | - | 2021-05-27 | OJ L 306 - 27/11/2019
2014/35/EU | Cenelec | EN 50565-1:2014 | Electric cables - Guide to use for cables with a rated voltage not exceeding 450/750 V (U0/U) - Part 1: General guidance | 2016-04-20 | OJ C 249 - 08/07/2016 | - |  | - | 2025-06-13 | OJ L, 2023/2723 - 13/12/2023
2014/35/EU | Cenelec | EN 50565-2:2014 | Electric cables - Guide to use for cables with a rated voltage not exceeding 450/750 V (U0/U) - Part 2: Specific guidance related to EN 50525 cable types | 2016-04-20 | OJ C 249 - 08/07/2016 | - |  | - | 2025-06-13 | OJ L, 2023/2723 - 13/12/2023
2014/35/EU | Cenelec | EN 50615:2015 | Household and similar electrical appliances - Safety - Particular requirements for devices for fire prevention and suppression for electric hobs (cooktops) | 2016-04-20 | OJ C 249 - 08/07/2016 | - |  | - |  | -
2014/35/EU | Cenelec | EN 50618:2014 | Electric cables for photovoltaic systems | 2016-04-20 | OJ C 249 - 08/07/2016 | - |  | - |  | -
2014/35/EU | Cenelec | EN 50620:2017, EN 50620:2017/A1:2019 | Electric cables - Charging cables for electric vehicles | 2020-08-03 | OJ L 250 - 03/08/2020 | - |  | - |  | -
2014/35/EU | Cenelec | EN 50626-1:2023 | Conduit systems buried underground for the protection and management of insulated electrical cables or communication cables - Part 1: General requirements | 2024-04-24 | OJ L, 2024/1198 - 23/04/2024 | - |  | - |  | -
2014/35/EU | Cenelec | EN 50626-2:2023 | Conduit systems buried underground for the protection and management of insulated electrical cables or communication cables - Part 2: Polyethylene (PE), Polypropylene (PP) or Unplasticized poly(vinyl chloride) (PVC-U) conduit systems - Requirements for solid wall conduits, fittings and the system used in special applications | 2024-04-24 | OJ L, 2024/1198 - 23/04/2024 | - |  | - |  | -
2014/35/EU | Cenelec | EN 50689:2021 | Safety of laser products - Particular Requirements for Consumer Laser Products | 2022-05-10 | OJ L 133 - 10/05/2022 | - |  | - |  | -
2014/35/EU | Cenelec | EN 60034-1:2010, EN 60034-1:2010/AC:2010 | Rotating electrical machines - Part 1: Rating and performance | 2016-04-20 | OJ C 249 - 08/07/2016 | - |  | - |  | -
2014/35/EU | Cenelec | EN 60034-5:2001, EN 60034-5:2001/A1:2007 | Rotating electrical machines - Part 5: Degrees of protection provided by the integral design of rotating electrical machines (IP code) - Classification | 2016-04-20 | OJ C 249 - 08/07/2016 | - |  | - |  | -
2014/35/EU | Cenelec | EN 60034-6:1993 | Rotating electrical machines - Part 6: Methods of cooling (IC Code) | 2016-04-20 | OJ C 249 - 08/07/2016 | - |  | - |  | -
2014/35/EU | Cenelec | EN 60034-7:1993, EN 60034-7:1993/A1:2001 | Rotating electrical machines - Part 7: Classification of types of construction, mounting arrangements and terminal box position (IM Code) | 2016-04-20 | OJ C 249 - 08/07/2016 | - |  | - |  | -
2014/35/EU | Cenelec | EN 60034-8:2007, EN 60034-8:2007/A1:2014 | Rotating electrical machines - Part 8: Terminal markings and direction of rotation | 2016-04-20 | OJ C 249 - 08/07/2016 | - |  | - |  | -
2014/35/EU | Cenelec | EN 60034-9:2005, EN 60034-9:2005/A1:2007 | Rotating electrical machines - Part 9: Noise limits | 2016-04-20 | OJ C 249 - 08/07/2016 | - |  | - |  | -
2014/35/EU | Cenelec | EN 60034-11:2004 | Rotating electrical machines - Part 11: Thermal protection | 2016-04-20 | OJ C 249 - 08/07/2016 | - |  | - |  | -
2014/35/EU | Cenelec | EN 60034-12:2002, EN 60034-12:2002/A1:2007 | Rotating electrical machines - Part 12: Starting performance of single-speed three-phase cage induction motors | 2016-04-20 | OJ C 249 - 08/07/2016 | - |  | - |  | -
2014/35/EU | Cenelec | EN 60034-14:2004, EN 60034-14:2004/A1:2007 | Rotating electrical machines - Part 14: Mechanical vibration of certain machines with shaft heights 56 mm and higher - Measurement, evaluation and limits of vibration severity | 2016-04-20 | OJ C 249 - 08/07/2016 | - |  | - |  | -
2014/35/EU | Cenelec | EN 60051-1:1998 | Direct acting indicating analogue electrical measuring instruments and their accessories - Part 1: Definitions and general requirements common to all parts | 2016-04-20 | OJ C 249 - 08/07/2016 | - |  | - |  | -
2014/35/EU | Cenelec | EN 60051-2:1989 | Direct acting indicating analogue electrical measuring instruments and their accessories - Part 2: Special requirements for ammeters and voltmeters | 2016-04-20 | OJ C 249 - 08/07/2016 | - |  | - |  | -
2014/35/EU | Cenelec | EN 60051-3:1989, EN 60051-3:1989/A1:1995 | Direct acting indicating analogue electrical measuring instruments and their accessories - Part 3: Special requirements for wattmeters and varmeters | 2016-04-20 | OJ C 249 - 08/07/2016 | - |  | - |  | -
2014/35/EU | Cenelec | EN 60051-4:1989 | Direct acting indicating analogue electrical measuring instruments and their accessories - Part 4: Special requirements for frequency meters | 2016-04-20 | OJ C 249 - 08/07/2016 | - |  | - |  | -
2014/35/EU | Cenelec | EN 60051-5:1989 | Direct acting indicating analogue electrical measuring instruments and their accessories - Part 5: Special requirements for phase meters, power factor meters and synchroscopes | 2016-04-20 | OJ C 249 - 08/07/2016 | - |  | - |  | -
2014/35/EU | Cenelec | EN 60051-6:1989 | Direct acting indicating analogue electrical measuring instruments and their accessories - Part 6: Special requirements for ohmmeters (impedance meters) and conductance meters | 2016-04-20 | OJ C 249 - 08/07/2016 | - |  | - |  | -
2014/35/EU | Cenelec | EN 60051-7:1989 | Direct acting indicating analogue electrical measuring instruments and their accessories - Part 7: Special requirements for multi-function instruments | 2016-04-20 | OJ C 249 - 08/07/2016 | - |  | - |  | -
2014/35/EU | Cenelec | EN 60051-8:1989 | Direct acting indicating analogue electrical measuring instruments and their accessories - Part 8: Special requirements for accessories | 2016-04-20 | OJ C 249 - 08/07/2016 | - |  | - |  | -
2014/35/EU | Cenelec | EN 60051-9:1989, EN 60051-9:1989/A1:1995, EN 60051-9:1989/A2:1995 | Direct acting indicating analogue electrical-measuring instruments and their accessories - Part 9: Recommended test methods | 2016-04-20 | OJ C 249 - 08/07/2016 | - |  | - |  | -
2014/35/EU | Cenelec | EN 60065:2002, EN 60065:2002/A1:2006, EN 60065:2002/A2:2010, EN 60065:2002/A11:2008, EN 60065:2002/A12:2011, EN 60065:2002/AC:2006, EN 60065:2002/AC:2007 | Audio, video and similar electronic apparatus - Safety requirements | 2016-04-20 | OJ C 249 - 08/07/2016 | - |  | - | 2017-11-17 | OJ C 249 - 08/07/2016
2014/35/EU | Cenelec | EN 60065:2014, EN 60065:2014/AC:2016 | Audio, video and similar electronic apparatus - Safety requirements | 2016-04-20 | OJ C 249 - 08/07/2016 | - |  | - | 2020-12-20 | OJ C 326 - 14/09/2018
2014/35/EU | Cenelec | EN 60110-1:1998 | Power capacitors for induction heating installations - Part 1: General | 2016-04-20 | OJ C 249 - 08/07/2016 | - |  | - |  | -
2014/35/EU | Cenelec | EN 60127-1:2006, EN 60127-1:2006/A1:2011, EN 60127-1:2006/A2:2015 | Miniature fuses - Part 1: Definitions for miniature fuses and general requirements for miniature fuse-links | 2016-04-20 | OJ C 249 - 08/07/2016 | - |  | - |  | -
2014/35/EU | Cenelec | EN 60127-2:2003, EN 60127-2:2003/A1:2003, EN 60127-2:2003/A2:2010 | Miniature fuses - Part 2: Cartridge fuse-links | 2016-04-20 | OJ C 249 - 08/07/2016 | - |  | - | 2017-10-24 | OJ C 249 - 08/07/2016
2014/35/EU | Cenelec | EN 60127-2:2014 | Miniature fuses - Part 2: Cartridge fuse-links | 2016-04-20 | OJ C 249 - 08/07/2016 | - |  | - |  | -
2014/35/EU | Cenelec | EN 60127-3:1996, EN 60127-3:1996/A2:2003, EN 60127-3:1996/AC:1996 | Miniature fuses - Part 3: Sub-miniature fuse-links | 2016-04-20 | OJ C 249 - 08/07/2016 | - |  | - |  | -
2014/35/EU | Cenelec | EN 60127-4:2005, EN 60127-4:2005/A1:2009, EN 60127-4:2005/A2:2013 | Miniature fuses - Part 4: Universal modular fuse-links (UMF) - Through-hole and surface mount types | 2016-04-20 | OJ C 249 - 08/07/2016 | - |  | - |  | -
2014/35/EU | Cenelec | EN 60127-6:1994, EN 60127-6:1994/A1:1996, EN 60127-6:1994/A2:2003 | Miniature fuses - Part 6: Fuse-holders for miniature fuse-links | 2016-04-20 | OJ C 249 - 08/07/2016 | - |  | - | 2017-10-08 | OJ C 249 - 08/07/2016
2014/35/EU | Cenelec | EN 60127-6:2014 | Miniature fuses - Part 6: Fuse-holders for miniature fuse-links | 2016-04-20 | OJ C 249 - 08/07/2016 | - |  | - |  | -
2014/35/EU | Cenelec | EN 60127-7:2013 | Miniature fuses - Part 7: Miniature fuse-links for special applications | 2016-04-20 | OJ C 249 - 08/07/2016 | - |  | - | 2018-10-27 | OJ C 249 - 08/07/2016
2014/35/EU | Cenelec | EN 60127-7:2016 | Miniature fuses - Part 7: Miniature fuse-links for special applications | 2016-04-20 | OJ C 249 - 08/07/2016 | - |  | - |  | -
2014/35/EU | Cenelec | EN 60143-2:1994 | Series capacitors for power systems - Part 2: Protective equipment for series capacitor banks | 2016-04-20 | OJ C 249 - 08/07/2016 | - |  | - | 2018-09-14 | OJ C 326 - 14/09/2018
2014/35/EU | Cenelec | EN 60143-2:2013 | Series capacitors for power systems - Part 2: Protective equipment for series capacitor banks | 2016-04-20 | OJ C 249 - 08/07/2016 | - |  | - |  | -
2014/35/EU | Cenelec | EN 60155:1995, EN 60155:1995/A1:1995, EN 60155:1995/A2:2007 | Glow-starters for fluorescent lamps | 2016-04-20 | OJ C 249 - 08/07/2016 | - |  | - |  | -
2014/35/EU | Cenelec | EN 60204-1:2006, EN 60204-1:2006/A1:2009, EN 60204-1:2006/AC:2010 | Safety of machinery - Electrical equipment of machines - Part 1: General requirements | 2016-04-20 | OJ C 249 - 08/07/2016 | - |  | - | 2021-05-27 | OJ L 306 - 27/11/2019
2014/35/EU | Cenelec | EN 60204-1:2018 | Safety of machinery - Electrical equipment of machines - Part 1: General requirements | 2019-11-27 | OJ L 306 - 27/11/2019 | - |  | - |  | -
2014/35/EU | Cenelec | EN 60204-32:2008 | Safety of machinery - Electrical equipment of machines - Part 32: Requirements for hoisting machines | 2016-04-20 | OJ C 249 - 08/07/2016 | - |  | - |  | -
2014/35/EU | Cenelec | EN 60215:1989, EN 60215:1989/A1:1992, EN 60215:1989/A2:1994 | Safety requirements for radio transmitting equipment | 2016-04-20 | OJ C 249 - 08/07/2016 | - |  | - |  | -
2014/35/EU | Cenelec | EN 60228:2005, EN 60228:2005/AC:2005 | Conductors of insulated cables | 2016-04-20 | OJ C 249 - 08/07/2016 | - |  | - | 2025-06-13 | OJ L, 2023/2723 - 13/12/2023
2014/35/EU | Cenelec | EN 60238:2004, EN 60238:2004/A1:2008, EN 60238:2004/A2:2011, EN 60238:2004/AC:2005 | Edison screw lampholders | 2016-04-20 | OJ C 249 - 08/07/2016 | - |  | - | 2021-03-23 | OJ C 326 - 14/09/2018
2014/35/EU | Cenelec | EN IEC 60238:2018 | Edison screw lampholders | 2018-09-14 | OJ C 326 - 14/09/2018 | - |  | - | 2026-04-30 | OJ L, 2024/2764 - 31/10/2024
2014/35/EU | Cenelec | EN IEC 60238:2018, EN IEC 60238:2018/A1:2018, EN IEC 60238:2018/A2:2021 | Edison screw lampholders | 2024-10-31 | OJ L, 2024/2764 - 31/10/2024 | - |  | - |  | -
2014/35/EU | Cenelec | EN 60252-1:2011, EN 60252-1:2011/A1:2013 | AC motor capacitors - Part 1: General - Performance, testing and rating - Safety requirements - Guidance for installation and operation | 2016-04-20 | OJ C 249 - 08/07/2016 | - |  | - |  | -
2014/35/EU | Cenelec | EN 60252-2:2011, EN 60252-2:2011/A1:2013 | AC motor capacitors - Part 2: Motor start capacitors | 2016-04-20 | OJ C 249 - 08/07/2016 | - |  | - |  | -
2014/35/EU | Cenelec | EN 60255-5:2001 | Electrical relays - Part 5: Insulation coordination for measuring relays and protection equipment - Requirements and tests | 2016-04-20 | OJ C 249 - 08/07/2016 | - |  | - | 2016-11-19 | OJ C 249 - 08/07/2016
2014/35/EU | Cenelec | EN 60255-27:2005 | Measuring relays and protection equipment - Part 27: Product safety requirements | 2016-04-20 | OJ C 249 - 08/07/2016 | - |  | - | 2016-11-19 | OJ C 249 - 08/07/2016
2014/35/EU | Cenelec | EN 60255-27:2014 | Measuring relays and protection equipment - Part 27: Product safety requirements | 2016-04-20 | OJ C 249 - 08/07/2016 | - |  | - |  | -
2014/35/EU | Cenelec | EN 60269-1:2007, EN 60269-1:2007/A1:2009, EN 60269-1:2007/A2:2014 | Low-voltage fuses - Part 1: General requirements | 2016-04-20 | OJ C 249 - 08/07/2016 | - |  | - |  | -
2014/35/EU | Cenelec | HD 60269-2:2010 | Low-voltage fuses - Part 2: Supplementary requirements for fuses for use by authorized persons (fuses mainly for industrial application) - Examples of standardized systems of fuses A to J | 2016-04-20 | OJ C 249 - 08/07/2016 | - |  | - | 2016-08-15 | OJ C 249 - 08/07/2016
2014/35/EU | Cenelec | HD 60269-2:2013 | Low-voltage fuses - Part 2: Supplementary requirements for fuses for use by authorized persons (fuses mainly for industrial application) - Examples of standardized systems of fuses A to K | 2016-04-20 | OJ C 249 - 08/07/2016 | - |  | - |  | -
2014/35/EU | Cenelec | HD 60269-3:2010, HD 60269-3:2010/A1:2013 | Low-voltage fuses - Part 3: Supplementary requirements for fuses for use by unskilled persons (fuses mainly for household and similar applications) - Examples of standardized systems of fuses A to F | 2016-04-20 | OJ C 249 - 08/07/2016 | - |  | - |  | -
2014/35/EU | Cenelec | EN 60269-4:2009, EN 60269-4:2009/A1:2012 | Low-voltage fuses - Part 4: Supplementary requirements for fuse-links for the protection of semiconductor devices | 2016-04-20 | OJ C 249 - 08/07/2016 | - |  | - |  | -
2014/35/EU | Cenelec | EN 60269-6:2011 | Low-voltage fuses - Part 6: Supplementary requirements for fuse-links for the protection of solar photovoltaic energy systems | 2016-04-20 | OJ C 249 - 08/07/2016 | - |  | - |  | -
2014/35/EU | Cenelec | EN 60309-1:1999, EN 60309-1:1999/A1:2007, EN 60309-1:1999/A2:2012, EN 60309-1:1999/A1:2007/AC:2014 | Plugs, socket-outlets and couplers for industrial purposes - Part 1: General requirements | 2016-04-20 | OJ C 249 - 08/07/2016 | - |  | - |  | -
2014/35/EU | Cenelec | EN 60309-2:1999, EN 60309-2:1999/A1:2007, EN 60309-2:1999/A2:2012 | Plugs, socket-outlets and couplers for industrial purposes - Part 2: Dimensional interchangeability requirements for pin and contact-tube accessories | 2016-04-20 | OJ C 249 - 08/07/2016 | - |  | - |  | -
2014/35/EU | Cenelec | EN 60309-4:2007, EN 60309-4:2007/A1:2012 | Plugs, socket-outlets and couplers for industrial purposes - Part 4: Switched socket-outlets and connectors with or without interlock | 2016-04-20 | OJ C 249 - 08/07/2016 | - |  | - |  | -
2014/35/EU | Cenelec | EN 60320-1:2001, EN 60320-1:2001/A1:2007 | Appliance couplers for household and similar general purposes - Part 1: General requirements | 2016-04-20 | OJ C 249 - 08/07/2016 | - |  | - | 2023-11-10 | OJ L 133 - 10/05/2022
2014/35/EU | Cenelec | EN IEC 60320-1:2021 | Appliance couplers for household and similar general purposes - Part 1: General requirements | 2022-05-10 | OJ L 133 - 10/05/2022 | - |  | - |  | -
2014/35/EU | Cenelec | EN 60320-2-1:2000 | Appliance couplers for household and similar general purposes - Part 2-1: Sewing machine couplers | 2016-04-20 | OJ C 249 - 08/07/2016 | - |  | - |  | -
2014/35/EU | Cenelec | EN 60320-2-2:1998 | Appliance couplers for household and similar general purposes - Part 2-2: Interconnection couplers for household and similar equipment | 2016-04-20 | OJ C 249 - 08/07/2016 | - |  | - |  | -
2014/35/EU | Cenelec | EN 60320-2-4:2006, EN 60320-2-4:2006/A1:2009 | Appliance couplers for household and similar general purposes - Part 2-4: Appliance couplers dependent on appliance weight for engagement | 2016-04-20 | OJ C 249 - 08/07/2016 | - |  | - | 2023-06-21 | OJ L 457 - 21/12/2021
2014/35/EU | Cenelec | EN IEC 60320-2-4:2021 | Appliance couplers for household and similar general purposes - Part 2-4: Couplers dependent on appliance weight for engagement | 2021-12-21 | OJ L 457 - 21/12/2021 | - |  | - |  | -
2014/35/EU | Cenelec | EN 60332-1-1:2004, EN 60332-1-1:2004/A1:2015 | Tests on electric and optical fibre cables under fire conditions - Part 1-1: Test for vertical flame propagation for a single insulated wire or cable - Apparatus | 2016-04-20 | OJ C 249 - 08/07/2016 | - |  | - | 2025-06-13 | OJ L, 2023/2723 - 13/12/2023
2014/35/EU | Cenelec | EN 60332-1-2:2004, EN 60332-1-2:2004/A1:2015 | Tests on electric and optical fibre cables under fire conditions - Part 1-2: Test for vertical flame propagation for a single insulated wire or cable - Procedure for 1 kW pre-mixed flame | 2016-04-20 | OJ C 249 - 08/07/2016 | - |  | - | 2025-06-13 | OJ L, 2023/2723 - 13/12/2023
2014/35/EU | Cenelec | EN 60332-1-3:2004, EN 60332-1-3:2004/A1:2015 | Tests on electric and optical fibre cables under fire conditions - Part 1-3: Test for vertical flame propagation for a single insulated wire or cable - Procedure for determination of flaming droplets/particles | 2016-04-20 | OJ C 249 - 08/07/2016 | - |  | - | 2025-06-13 | OJ L, 2023/2723 - 13/12/2023
2014/35/EU | Cenelec | EN 60332-2-1:2004 | Tests on electric and optical fibre cables under fire conditions - Part 2-1: Test for vertical flame propagation for a single small insulated wire or cable - Apparatus | 2016-04-20 | OJ C 249 - 08/07/2016 | - |  | - | 2025-06-13 | OJ L, 2023/2723 - 13/12/2023
2014/35/EU | Cenelec | EN 60332-2-2:2004 | Tests on electric and optical fibre cables under fire conditions - Part 2-2: Test for vertical flame propagation for a single small insulated wire or cable - Procedure for diffusion flame | 2016-04-20 | OJ C 249 - 08/07/2016 | - |  | - | 2025-06-13 | OJ L, 2023/2723 - 13/12/2023
2014/35/EU | Cenelec | EN 60332-3-10:2009 | Tests on electric and optical fibre cables under fire conditions - Part 3-10: Test for vertical flame spread of vertically-mounted bunched wires or cables - Apparatus | 2016-04-20 | OJ C 249 - 08/07/2016 | - |  | - | 2025-06-13 | OJ L, 2023/2723 - 13/12/2023
2014/35/EU | Cenelec | EN 60332-3-21:2009 | Tests on electric and optical fibre cables under fire conditions - Part 3-21: Test for vertical flame spread of vertically-mounted bunched wires or cables - Category A F/R | 2016-04-20 | OJ C 249 - 08/07/2016 | - |  | - | 2025-06-13 | OJ L, 2023/2723 - 13/12/2023
2014/35/EU | Cenelec | EN 60332-3-22:2009 | Tests on electric and optical fibre cables under fire conditions - Part 3-22: Test for vertical flame spread of vertically-mounted bunched wires or cables - Category A | 2016-04-20 | OJ C 249 - 08/07/2016 | - |  | - | 2025-06-13 | OJ L, 2023/2723 - 13/12/2023
2014/35/EU | Cenelec | EN 60332-3-23:2009 | Tests on electric and optical fibre cables under fire conditions - Part 3-23: Test for vertical flame spread of vertically-mounted bunched wires or cables - Category B | 2016-04-20 | OJ C 249 - 08/07/2016 | - |  | - | 2025-06-13 | OJ L, 2023/2723 - 13/12/2023
2014/35/EU | Cenelec | EN 60332-3-24:2009 | Tests on electric and optical fibre cables under fire conditions - Part 3-24: Test for vertical flame spread of vertically-mounted bunched wires or cables - Category C | 2016-04-20 | OJ C 249 - 08/07/2016 | - |  | - | 2025-06-13 | OJ L, 2023/2723 - 13/12/2023
2014/35/EU | Cenelec | EN 60332-3-25:2009 | Tests on electric and optical fibre cables under fire conditions - Part 3-25: Test for vertical flame spread of vertically-mounted bunched wires or cables - Category D | 2016-04-20 | OJ C 249 - 08/07/2016 | - |  | - | 2025-06-13 | OJ L, 2023/2723 - 13/12/2023
2014/35/EU | Cenelec | EN 60335-1:2012, EN 60335-1:2012/AC:2014, EN 60335-1:2012/A11:2014 | Household and similar electrical appliances - Safety - Part 1: General requirements | 2016-04-20 | OJ C 249 - 08/07/2016 | - |  | - | 2021-05-27 | OJ L 306 - 27/11/2019
2014/35/EU | Cenelec | EN 60335-1:2012, EN 60335-1:2012/AC:2014, EN 60335-1:2012/A11:2014, EN 60335-1:2012/A13:2017 | Household and similar electrical appliances - Safety - Part 1: General requirements | 2019-11-27 | OJ L 306 - 27/11/2019 | - |  | - | 2022-02-03 | OJ L 250 - 03/08/2020
2014/35/EU | Cenelec | EN 60335-1:2012, EN 60335-1:2012/AC:2014, EN 60335-1:2012/A11:2014, EN 60335-1:2012/A13:2017, EN 60335-1:2012/A1:2019, EN 60335-1:2012/A14:2019, EN 60335-1:2012/A2:2019 | Household and similar electrical appliances - Safety - Part 1: General requirements | 2020-08-03 | OJ L 250 - 03/08/2020 | - |  | - | 2023-06-21 | OJ L 457 - 21/12/2021
2014/35/EU | Cenelec | EN 60335-1:2012, EN 60335-1:2012/AC:2014, EN 60335-1:2012/A11:2014, EN 60335-1:2012/A13:2017, EN 60335-1:2012/A1:2019, EN 60335-1:2012/A14:2019, EN 60335-1:2012/A2:2019, EN 60335-1:2012/A15:2021 | Household and similar electrical appliances - Safety - Part 1: General requirements | 2021-12-21 | OJ L 457 - 21/12/2021 | - |  | - |  | -
2014/35/EU | Cenelec | EN 60335-2-2:2010, EN 60335-2-2:2010/A11:2012, EN 60335-2-2:2010/A1:2013 | Household and similar electrical appliances - Safety - Part 2-2: Particular requirements for vacuum cleaners and water-suction cleaning appliances | 2016-04-20 | OJ C 249 - 08/07/2016 | - |  | - |  | -
2014/35/EU | Cenelec | EN 60335-2-3:2002, EN 60335-2-3:2002/A1:2005, EN 60335-2-3:2002/A11:2010/AC:2012, EN 60335-2-3:2002/A11:2010, EN 60335-2-3:2002/A2:2008 | Household and similar electrical appliances - Safety - Part 2-3: Particular requirements for electric irons | 2016-04-20 | OJ C 249 - 08/07/2016 | - |  | - | 2018-10-05 | OJ C 249 - 08/07/2016
2014/35/EU | Cenelec | EN 60335-2-3:2016 | Household and similar electrical appliances - Safety - Part 2-3: Particular requirements for electric irons | 2016-04-20 | OJ C 249 - 08/07/2016 | - |  | - | 2022-12-22 | OJ L 222 - 22/06/2021
2014/35/EU | Cenelec | EN 60335-2-3:2016, EN 60335-2-3:2016/A1:2020 | Household and similar electrical appliances - Safety - Part 2-3: Particular requirements for electric irons | 2021-06-22 | OJ L 222 - 22/06/2021 | - |  | - |  | -
2014/35/EU | Cenelec | EN 60335-2-4:2010, EN 60335-2-4:2010/A1:2015 | Household and similar electrical appliances - Safety - Part 2-4: Particular requirements for spin extractors | 2016-04-20 | OJ C 249 - 08/07/2016 | - |  | - | 2021-05-27 | OJ L 306 - 27/11/2019
2014/35/EU | Cenelec | EN 60335-2-4:2010, EN 60335-2-4:2010/A1:2015, EN 60335-2-4:2010/A11:2018 | Household and similar electrical appliances - Safety - Part 2-4: Particular requirements for spin extractors | 2019-11-27 | OJ L 306 - 27/11/2019 | - |  | - | 2022-02-03 | OJ L 250 - 03/08/2020
2014/35/EU | Cenelec | EN 60335-2-4:2010, EN 60335-2-4:2010/A1:2015, EN 60335-2-4:2010/A11:2018, EN 60335-2-4:2010/A2:2019 | Household and similar electrical appliances - Safety - Part 2-4: Particular requirements for spin extractors | 2020-08-03 | OJ L 250 - 03/08/2020 | - |  | - |  | -
2014/35/EU | Cenelec | EN 60335-2-5:2003, EN 60335-2-5:2003/A1:2005, EN 60335-2-5:2003/A2:2008, EN 60335-2-5:2003/A11:2009, EN 60335-2-5:2003/A12:2012 | Household and similar electrical appliances - Safety - Part 2-5: Particular requirements for dishwashers | 2016-04-20 | OJ C 249 - 08/07/2016 | - |  | - | 2016-08-09 | OJ C 249 - 08/07/2016
2014/35/EU | Cenelec | EN 60335-2-5:2015 | Household and similar electrical appliances - Safety - Part 2-5: Particular requirements for dishwashers | 2016-04-20 | OJ C 249 - 08/07/2016 | - |  | - | 2022-02-03 | OJ L 250 - 03/08/2020
2014/35/EU | Cenelec | EN 60335-2-5:2015, EN 60335-2-5:2015/A11:2019 | Household and similar electrical appliances - Safety - Part 2-5: Particular requirements for dishwashers | 2020-08-03 | OJ L 250 - 03/08/2020 | - |  | - | 2023-06-21 | OJ L 457 - 21/12/2021
2014/35/EU | Cenelec | EN 60335-2-5:2015, EN 60335-2-5:2015/A11:2019, EN 60335-2-5:2015/A1:2020 | Household and similar electrical appliances - Safety - Part 2-5: Particular requirements for dishwashers | 2021-12-21 | OJ L 457 - 21/12/2021 | - |  | - |  | -
2014/35/EU | Cenelec | EN 60335-2-6:2003, EN 60335-2-6:2003/A1:2005, EN 60335-2-6:2003/A2:2008, EN 60335-2-6:2003/A11:2010, EN 60335-2-6:2003/A11:2010/AC:2012, EN 60335-2-6:2003/A12:2012, EN 60335-2-6:2003/A13:2013, EN 60335-2-6:2003/AC:2007 | Household and similar electrical appliances - Safety - Part 2-6: Particular requirements for stationary cooking ranges, hobs, ovens and similar appliances | 2016-04-20 | OJ C 249 - 08/07/2016 | - |  | - | 2018-02-09 | OJ C 249 - 08/07/2016
2014/35/EU | Cenelec | EN 60335-2-6:2015 | Household and similar electrical appliances - Safety - Part 2-6: Particular requirements for stationary cooking ranges, hobs, ovens and similar appliances | 2016-04-20 | OJ C 249 - 08/07/2016 | - |  | - | 2022-12-22 | OJ L 222 - 22/06/2021
2014/35/EU | Cenelec | EN 60335-2-6:2015, EN 60335-2-6:2015/A1:2020, EN 60335-2-6:2015/A11:2020 | Household and similar electrical appliances - Safety - Part 2-6: Particular requirements for stationary cooking ranges, hobs, ovens and similar appliances | 2021-06-22 | OJ L 222 - 22/06/2021 | - |  | - |  | -
2014/35/EU | Cenelec | EN 60335-2-7:2010, EN 60335-2-7:2010/A11:2013, EN 60335-2-7:2010/A1:2013 | Household and similar electrical appliances - Safety - Part 2-7: Particular requirements for washing machines | 2016-04-20 | OJ C 249 - 08/07/2016 | - |  | - | 2022-02-03 | OJ L 250 - 03/08/2020
2014/35/EU | Cenelec | EN 60335-2-7:2010, EN 60335-2-7:2010/A11:2013, EN 60335-2-7:2010/A1:2013, EN 60335-2-7:2010/A2:2019 | Household and similar electrical appliances - Safety - Part 2-7: Particular requirements for washing machines | 2020-08-03 | OJ L 250 - 03/08/2020 | - |  | - |  | -
2014/35/EU | Cenelec | EN 60335-2-8:2003, EN 60335-2-8:2003/A1:2005, EN 60335-2-8:2003/A2:2008 | Household and similar electrical appliances - Safety - Part 2-8: Particular requirements for shavers, hair clippers and similar appliances | 2016-04-20 | OJ C 249 - 08/07/2016 | - |  | - | 2018-07-20 | OJ C 249 - 08/07/2016
2014/35/EU | Cenelec | EN 60335-2-8:2015, EN 60335-2-8:2015/A1:2016 | Household and similar electrical appliances - Safety - Part 2-8: Particular requirements for shavers, hair clippers and similar appliances | 2016-04-20 | OJ C 249 - 08/07/2016 | - |  | - |  | -
2014/35/EU | Cenelec | EN 60335-2-9:2003, EN 60335-2-9:2003/A1:2004, EN 60335-2-9:2003/A12:2007, EN 60335-2-9:2003/A13:2010/AC:2011, EN 60335-2-9:2003/A13:2010/AC:2012, EN 60335-2-9:2003/A13:2010, EN 60335-2-9:2003/A2:2006 | Household and similar electrical appliances - Safety - Part 2-9: Particular requirements for grills, toasters and similar portable cooking appliances |  | - | Restriction: The application of the following parts of standard EN 60335-2-9:2003, as last amended by A13:2010, does not confer a presumption of conformity to the safety objectives laid down in point 1(c) of Annex I to Directive 2014/35/EU, in conjunction with point 2(b) of that Annex: — footnote b of Table Z101 in Section 11, — the parts of Section 7.1 which refer to footnote b of Table Z101, — the parts of Section 11.Z10x which refer to ventilation openings. | 2017-09-08 | OJ C 298 - 08/09/2017 |  | -
2014/35/EU | Cenelec | EN 60335-2-10:2003, EN 60335-2-10:2003/A1:2008 | Household and similar electrical appliances - Safety - Part 2-10: Particular requirements for floor treatment machines and wet scrubbing machines | 2016-04-20 | OJ C 249 - 08/07/2016 | - |  | - |  | -
2014/35/EU | Cenelec | EN 60335-2-11:2010, EN 60335-2-11:2010/A11:2012, EN 60335-2-11:2010/A1:2015 | Household and similar electrical appliances - Safety - Part 2-11: Particular requirements for tumble dryers | 2016-04-20 | OJ C 249 - 08/07/2016 | - |  | - | 2024-09-17 | OJ L 79 - 17/03/2023
2014/35/EU | Cenelec | EN IEC 60335-2-11:2022, EN IEC 60335-2-11:2022/A11:2022 | Household and similar electrical appliances - Safety - Part 2-11: Particular requirements for tumble dryers | 2023-03-17 | OJ L 79 - 17/03/2023 | - |  | - |  | -
2014/35/EU | Cenelec | EN 60335-2-12:2003, EN 60335-2-12:2003/A1:2008 | Household and similar electrical appliances - Safety - Part 2-12: Particular requirements for warming plates and similar appliances | 2016-04-20 | OJ C 249 - 08/07/2016 | - |  | - | 2022-02-03 | OJ L 250 - 03/08/2020
2014/35/EU | Cenelec | EN 60335-2-12:2003, EN 60335-2-12:2003/A1:2008, EN 60335-2-12:2003/A11:2019, EN 60335-2-12:2003/A2:2019 | Household and similar electrical appliances - Safety - Part 2-12: Particular requirements for warming plates and similar appliances | 2020-08-03 | OJ L 250 - 03/08/2020 | - |  | - |  | -
2014/35/EU | Cenelec | EN 60335-2-13:2010, EN 60335-2-13:2010/A11:2012 | Household and similar electrical appliances - Safety - Part 2-13: Particular requirements for deep fat fryers, frying pans and similar appliances | 2016-04-20 | OJ C 249 - 08/07/2016 | - |  | - | 2022-02-03 | OJ L 250 - 03/08/2020
2014/35/EU | Cenelec | EN 60335-2-13:2010, EN 60335-2-13:2010/A11:2012, EN 60335-2-13:2010/A1:2019 | Household and similar electrical appliances - Safety - Part 2-13: Particular requirements for deep fat fryers, frying pans and similar appliances | 2020-08-03 | OJ L 250 - 03/08/2020 | - |  | - |  | -
2014/35/EU | Cenelec | EN 60335-2-15:2002, EN 60335-2-15:2002/A1:2005, EN 60335-2-15:2002/A11:2012/AC:2013, EN 60335-2-15:2002/A11:2012, EN 60335-2-15:2002/A2:2008, EN 60335-2-15:2002/AC:2005, EN 60335-2-15:2002/AC:2006 | Household and similar electrical appliances - Safety - Part 2-15: Particular requirements for appliances for heating liquids | 2016-04-20 | OJ C 249 - 08/07/2016 | - |  | - | 2021-05-27 | OJ L 306 - 27/11/2019
2014/35/EU | Cenelec | EN 60335-2-15:2016, EN 60335-2-15:2016/A11:2018 | Household and similar electrical appliances - Safety - Part 2-15: Particular requirements for appliances for heating liquids | 2019-11-27 | OJ L 306 - 27/11/2019 | - |  | - | 2023-11-10 | OJ L 133 - 10/05/2022
2014/35/EU | Cenelec | EN 60335-2-15:2016, EN 60335-2-15:2016/A11:2018, EN 60335-2-15:2016/A12:2021, EN 60335-2-15:2016/A1:2021, EN 60335-2-15:2016/A2:2021 | Household and similar electrical appliances - Safety - Part 2-15: Particular requirements for appliances for heating liquids | 2022-05-10 | OJ L 133 - 10/05/2022 | - |  | - |  | -
2014/35/EU | Cenelec | EN 60335-2-16:2003, EN 60335-2-16:2003/A1:2008, EN 60335-2-16:2003/A2:2012 | Household and similar electrical appliances - Safety - Part 2-16: Particular requirements for food waste disposers | 2016-04-20 | OJ C 249 - 08/07/2016 | - |  | - | 2021-05-27 | OJ L 306 - 27/11/2019
2014/35/EU | Cenelec | EN 60335-2-16:2003, EN 60335-2-16:2003/A1:2008, EN 60335-2-16:2003/A2:2012, EN 60335-2-16:2003/A11:2018 | Household and similar electrical appliances - Safety - Part 2-16: Particular requirements for food waste disposers | 2019-11-27 | OJ L 306 - 27/11/2019 | - |  | - |  | -
2014/35/EU | Cenelec | EN 60335-2-17:2013 | Household and similar electrical appliances - Safety - Part 2-17: Particular requirements for blankets, pads, clothing and similar flexible heating appliances | 2016-04-20 | OJ C 249 - 08/07/2016 | - |  | - | 2022-02-03 | OJ L 250 - 03/08/2020
2014/35/EU | Cenelec | EN 60335-2-17:2013, EN 60335-2-17:2013/A11:2019 | Household and similar electrical appliances - Safety - Part 2-17: Particular requirements for blankets, pads, clothing and similar flexible heating appliances | 2020-08-03 | OJ L 250 - 03/08/2020 | - |  | - | 2022-12-22 | OJ L 222 - 22/06/2021
2014/35/EU | Cenelec | EN 60335-2-17:2013, EN 60335-2-17:2013/A11:2019, EN 60335-2-17:2013/A1:2020 | Household and similar electrical appliances - Safety - Part 2-17: Particular requirements for blankets, pads, clothing and similar flexible heating appliances | 2021-06-22 | OJ L 222 - 22/06/2021 | - |  | - | 2023-06-21 | OJ L 457 - 21/12/2021
2014/35/EU | Cenelec | EN 60335-2-17:2013, EN 60335-2-17:2013/A11:2019, EN 60335-2-17:2013/A1:2020, EN 60335-2-17:2013/A2:2021 | Household and similar electrical appliances - Safety - Part 2-17: Particular requirements for blankets, pads, clothing and similar flexible heating appliances | 2021-12-21 | OJ L 457 - 21/12/2021 | - |  | - |  | -
2014/35/EU | Cenelec | EN 60335-2-21:2003, EN 60335-2-21:2003/A1:2005, EN 60335-2-21:2003/A2:2008, EN 60335-2-21:2003/AC:2007, EN 60335-2-21:2003/AC:2010 | Household and similar electrical appliances - Safety - Part 2-21: Particular requirements for storage water heaters | 2016-04-20 | OJ C 249 - 08/07/2016 | - |  | - | 2023-06-21 | OJ L 457 - 21/12/2021
2014/35/EU | Cenelec | EN 60335-2-21:2021 | Household and similar electrical appliances - Safety - Part 2-21: Particular requirements for storage water heaters | 2021-12-21 | OJ L 457 - 21/12/2021 | - |  | - | 2023-11-10 | OJ L 133 - 10/05/2022
2014/35/EU | Cenelec | EN 60335-2-21:2021, EN 60335-2-21:2021/A1:2021 | Household and similar electrical appliances - Safety - Part 2-21: Particular requirements for storage water heaters | 2022-05-10 | OJ L 133 - 10/05/2022 | - |  | - |  | -
2014/35/EU | Cenelec | EN 60335-2-23:2003, EN 60335-2-23:2003/A11:2010/AC:2012, EN 60335-2-23:2003/A11:2010, EN 60335-2-23:2003/A1:2008, EN 60335-2-23:2003/A2:2015 | Household and similar electrical appliances - Safety - Part 2-23: Particular requirements for appliances for skin or hair care | 2016-04-20 | OJ C 249 - 08/07/2016 | - |  | - |  | -
2014/35/EU | Cenelec | EN 60335-2-24:2010, EN 60335-2-24:2010/A1:2019, EN 60335-2-24:2010/A11:2020, EN 60335-2-24:2010/A2:2019 | Household and similar electrical appliances - Safety - Part 2-24: Particular requirements for refrigerating appliances, ice-cream appliances and ice makers |  | - | Notice: For the purposes of presumption of conformity with the corresponding safety objectives, referred to in Article 3 of Directive 2014/35/EU and set out in Annex I to that Directive: (a) the text “an area exceeding 75 cm2”, in its clause 30.2, shall be read as “a total area exceeding 75 cm2 (75 cm2 shall be considered the sum of all holes in back part of an appliance)”; (b) the text “an area not exceeding 75 cm2”, in its clause 30.2.101, shall be read as “a total area not exceeding 75 cm2 (75 cm2 shall be considered the sum of all holes in back part of an appliance).” | 2021-06-22 | OJ L 222 - 22/06/2021 | 2025-06-13 | OJ L, 2023/2723 - 13/12/2023
2014/35/EU | Cenelec | EN IEC 60335-2-24:2022, EN IEC 60335-2-24:2022/A11:2022 | Household and similar electrical appliances - Safety - Part 2-24: Particular requirements for refrigerating appliances, ice-cream appliances and ice makers | 2023-12-13 | OJ L, 2023/2723 - 13/12/2023 | - |  | - |  | -
2014/35/EU | Cenelec | EN 60335-2-25:2012, EN 60335-2-25:2012/A1:2015, EN 60335-2-25:2012/A2:2016 | Household and similar electrical appliances - Safety - Part 2-25: Particular requirements for microwave ovens, including combination microwave ovens | 2016-04-20 | OJ C 249 - 08/07/2016 | - |  | - | 2023-11-10 | OJ L 133 - 10/05/2022
2014/35/EU | Cenelec | EN IEC 60335-2-25:2021, EN IEC 60335-2-25:2021/A11:2021 | Household and similar electrical appliances - Safety - Part 2-25: Particular requirements for microwave ovens, including combination microwave ovens | 2022-05-10 | OJ L 133 - 10/05/2022 | - |  | - |  | -
2014/35/EU | Cenelec | EN 60335-2-26:2003, EN 60335-2-26:2003/A1:2008 | Household and similar electrical appliances - Safety - Part 2-26: Particular requirements for clocks | 2016-04-20 | OJ C 249 - 08/07/2016 | - |  | - |  | -
2014/35/EU | Cenelec | EN 60335-2-27:2013 | Household and similar electrical appliances - Safety - Part 2-27: Particular requirements for appliances for skin exposure to ultraviolet and infrared radiation | 2016-04-20 | OJ C 249 - 08/07/2016 | - |  | - | 2022-12-22 | OJ L 222 - 22/06/2021
2014/35/EU | Cenelec | EN 60335-2-27:2013, EN 60335-2-27:2013/A1:2020, EN 60335-2-27:2013/A2:2020 | Household and similar electrical appliances - Safety - Part 2-27: Particular requirements for appliances for skin exposure to ultraviolet and infrared radiation | 2021-06-22 | OJ L 222 - 22/06/2021 | - |  | - | 2022-11-10 | OJ L 133 - 10/05/2022
2014/35/EU | Cenelec | EN 60335-2-27:2013, EN 60335-2-27:2013/A1:2020, EN 60335-2-27:2013/A2:2020, EN 60335-2-27:2013/AC:2021-11 | Household and similar electrical appliances - Safety - Part 2-27: Particular requirements for appliances for skin exposure to ultraviolet and infrared radiation | 2022-05-10 | OJ L 133 - 10/05/2022 | - |  | - |  | -
2014/35/EU | Cenelec | EN 60335-2-28:2003, EN 60335-2-28:2003/A1:2008 | Household and similar electrical appliances - Safety - Part 2-28: Particular requirements for sewing machines | 2016-04-20 | OJ C 249 - 08/07/2016 | - |  | - | 2021-05-27 | OJ L 306 - 27/11/2019
2014/35/EU | Cenelec | EN 60335-2-28:2003, EN 60335-2-28:2003/A1:2008, EN 60335-2-28:2003/A11:2018 | Household and similar electrical appliances - Safety - Part 2-28: Particular requirements for sewing machines | 2019-11-27 | OJ L 306 - 27/11/2019 | - |  | - |  | -
2014/35/EU | Cenelec | EN 60335-2-29:2004, EN 60335-2-29:2004/A2:2010 | Household and similar electrical appliances - Safety - Part 2-29: Particular requirements for battery chargers | 2016-04-20 | OJ C 249 - 08/07/2016 | - |  | - | 2021-05-27 | OJ L 306 - 27/11/2019
2014/35/EU | Cenelec | EN 60335-2-29:2004, EN 60335-2-29:2004/A2:2010, EN 60335-2-29:2004/A11:2018 | Household and similar electrical appliances - Safety - Part 2-29: Particular requirements for battery chargers | 2019-11-27 | OJ L 306 - 27/11/2019 | - |  | - | 2023-11-10 | OJ L 133 - 10/05/2022
2014/35/EU | Cenelec | EN 60335-2-29:2021, EN 60335-2-29:2021/A1:2021 | Household and similar electrical appliances - Safety - Part 2-29: Particular requirements for battery chargers | 2022-05-10 | OJ L 133 - 10/05/2022 | - |  | - |  | -
2014/35/EU | Cenelec | EN 60335-2-30:2009, EN 60335-2-30:2009/A11:2012, EN 60335-2-30:2009/AC:2010, EN 60335-2-30:2009/AC:2014 | Household and similar electrical appliances - Safety - Part 2-30: Particular requirements for room heaters | 2016-04-20 | OJ C 249 - 08/07/2016 | - |  | - | 2022-12-22 | OJ L 222 - 22/06/2021
2014/35/EU | Cenelec | EN 60335-2-30:2009, EN 60335-2-30:2009/A11:2012, EN 60335-2-30:2009/AC:2010, EN 60335-2-30:2009/AC:2014, EN 60335-2-30:2009/A1:2020, EN 60335-2-30:2009/A12:2020 | Household and similar electrical appliances - Safety - Part 2-30: Particular requirements for room heaters | 2021-06-22 | OJ L 222 - 22/06/2021 | - |  | - | 2024-09-17 | OJ L 79 - 17/03/2023
2014/35/EU | Cenelec | EN 60335-2-30:2009, EN 60335-2-30:2009/A11:2012, EN 60335-2-30:2009/AC:2010, EN 60335-2-30:2009/AC:2014, EN 60335-2-30:2009/A1:2020, EN 60335-2-30:2009/A12:2020, EN 60335-2-30:2009/A13:2022, EN 60335-2-30:2009/A2:2022 | Household and similar electrical appliances - Safety - Part 2-30: Particular requirements for room heaters | 2023-03-17 | OJ L 79 - 17/03/2023 | - |  | - |  | -
2014/35/EU | Cenelec | EN 60335-2-31:2003, EN 60335-2-31:2003/A1:2006, EN 60335-2-31:2003/A2:2009, EN 60335-2-31:2003/AC:2005 | Household and similar electrical appliances - Safety - Part 2-31: Particular requirements for range hoods and other cooking fume extractors | 2016-04-20 | OJ C 249 - 08/07/2016 | - |  | - | 2017-04-28 | OJ C 249 - 08/07/2016
2014/35/EU | Cenelec | EN 60335-2-31:2014 | Household and similar electrical appliances - Safety - Part 2-31: Particular requirements for range hoods and other cooking fume extractors | 2016-04-20 | OJ C 249 - 08/07/2016 | - |  | - |  | -
2014/35/EU | Cenelec | EN 60335-2-32:2003, EN 60335-2-32:2003/A1:2008, EN 60335-2-32:2003/A2:2015 | Household and similar electrical appliances - Safety - Part 2-32: Particular requirements for massage appliances | 2016-04-20 | OJ C 249 - 08/07/2016 | - |  | - |  | -
2014/35/EU | Cenelec | EN 60335-2-34:2002, EN 60335-2-34:2002/A1:2005, EN 60335-2-34:2002/A2:2009, EN 60335-2-34:2002/A11:2004 | Household and similar electrical appliances - Safety - Part 2-34: Particular requirements for motor-compressors | 2016-04-20 | OJ C 249 - 08/07/2016 | - |  | - | 2018-06-27 | OJ C 249 - 08/07/2016
2014/35/EU | Cenelec | EN 60335-2-34:2013 | Household and similar electrical appliances - Safety - Part 2-34: Particular requirements for motor-compressors | 2016-04-20 | OJ C 249 - 08/07/2016 | - |  | - |  | -
2014/35/EU | Cenelec | EN 60335-2-35:2002, EN 60335-2-35:2002/A1:2007, EN 60335-2-35:2002/A2:2011, EN 60335-2-35:2002/AC:2005 | Household and similar electrical appliances - Safety - Part 2-35: Particular requirements for instantaneous water heaters | 2016-04-20 | OJ C 249 - 08/07/2016 | - |  | - | 2018-10-12 | OJ C 249 - 08/07/2016
2014/35/EU | Cenelec | EN 60335-2-35:2016 | Household and similar electrical appliances - Safety - Part 2-35: Particular requirements for instantaneous water heaters | 2016-04-20 | OJ C 249 - 08/07/2016 | - |  | - | 2022-02-03 | OJ L 250 - 03/08/2020
2014/35/EU | Cenelec | EN 60335-2-35:2016, EN 60335-2-35:2016/A1:2019 | Household and similar electrical appliances - Safety - Part 2-35: Particular requirements for instantaneous water heaters | 2020-08-03 | OJ L 250 - 03/08/2020 | - |  | - | 2023-11-10 | OJ L 133 - 10/05/2022
2014/35/EU | Cenelec | EN 60335-2-35:2016, EN 60335-2-35:2016/A1:2019, EN 60335-2-35:2016/A2:2021 | Household and similar electrical appliances - Safety - Part 2-35: Particular requirements for instantaneous water heaters | 2022-05-10 | OJ L 133 - 10/05/2022 | - |  | - |  | -
2014/35/EU | Cenelec | EN 60335-2-36:2002, EN 60335-2-36:2002/A1:2004, EN 60335-2-36:2002/A11:2012, EN 60335-2-36:2002/A2:2008, EN 60335-2-36:2002/AC:2007 | Household and similar electrical appliances - Safety - Part 2-36: Particular requirements for commercial electric cooking ranges, ovens, hobs and hob elements | 2016-04-20 | OJ C 249 - 08/07/2016 | - |  | - |  | -
2014/35/EU | Cenelec | EN 60335-2-37:2002, EN 60335-2-37:2002/A1:2008, EN 60335-2-37:2002/A11:2012, EN 60335-2-37:2002/AC:2007 | Household and similar electrical appliances - Safety - Part 2-37: Particular requirements for commercial electric deep fat fryers | 2016-04-20 | OJ C 249 - 08/07/2016 | - |  | - |  | -
2014/35/EU | Cenelec | EN 60335-2-38:2003, EN 60335-2-38:2003/A1:2008, EN 60335-2-38:2003/AC:2007 | Household and similar electrical appliances - Safety - Part 2-38: Particular requirements for commercial electric griddles and griddle grills | 2016-04-20 | OJ C 249 - 08/07/2016 | - |  | - |  | -
2014/35/EU | Cenelec | EN 60335-2-39:2003, EN 60335-2-39:2003/A1:2004, EN 60335-2-39:2003/A2:2008, EN 60335-2-39:2003/AC:2007 | Household and similar electrical appliances - Safety - Part 2-39: Particular requirements for commercial electric multi-purpose cooking pans | 2016-04-20 | OJ C 249 - 08/07/2016 | - |  | - |  | -
2014/35/EU | Cenelec | EN 60335-2-40:2003, EN 60335-2-40:2003/A11:2004, EN 60335-2-40:2003/A12:2005, EN 60335-2-40:2003/A1:2006, EN 60335-2-40:2003/A13:2012/AC:2013, EN 60335-2-40:2003/A13:2012, EN 60335-2-40:2003/A2:2009, EN 60335-2-40:2003/AC:2006, EN 60335-2-40:2003/AC:2010 | Household and similar electrical appliances - Safety - Part 2-40: Particular requirements for electrical heat pumps, air-conditioners and dehumidifiers | 2016-04-20 | OJ C 249 - 08/07/2016 | - |  | - |  | -
2014/35/EU | Cenelec | EN 60335-2-41:2003, EN 60335-2-41:2003/A1:2004, EN 60335-2-41:2003/A2:2010 | Household and similar electrical appliances - Safety - Part 2-41: Particular requirements for pumps | 2016-04-20 | OJ C 249 - 08/07/2016 | - |  | - | 2023-11-10 | OJ L 133 - 10/05/2022
2014/35/EU | Cenelec | EN IEC 60335-2-41:2021, EN IEC 60335-2-41:2021/A11:2021 | Household and similar electrical appliances - Safety - Particular requirements for pumps | 2022-05-10 | OJ L 133 - 10/05/2022 | - |  | - |  | -
2014/35/EU | Cenelec | EN 60335-2-42:2003, EN 60335-2-42:2003/A1:2008, EN 60335-2-42:2003/A11:2012, EN 60335-2-42:2003/AC:2007 | Household and similar electrical appliances - Safety - Part 2-42: Particular requirements for commercial electric forced convection ovens, steam cookers and steam-convection ovens | 2016-04-20 | OJ C 249 - 08/07/2016 | - |  | - |  | -
2014/35/EU | Cenelec | EN 60335-2-43:2003, EN 60335-2-43:2003/A1:2006, EN 60335-2-43:2003/A2:2008 | Household and similar electrical appliances - Safety - Part 2-43: Particular requirements for clothes dryers and towel rails | 2016-04-20 | OJ C 249 - 08/07/2016 | - |  | - | 2023-06-21 | OJ L 457 - 21/12/2021
2014/35/EU | Cenelec | EN IEC 60335-2-43:2020, EN IEC 60335-2-43:2020/A11:2020 | Household and similar electrical appliances - Safety - Part 2-43: Particular requirements for clothes dryers and towel rails | 2021-12-21 | OJ L 457 - 21/12/2021 | - |  | - |  | -
2014/35/EU | Cenelec | EN 60335-2-44:2002, EN 60335-2-44:2002/A1:2008, EN 60335-2-44:2002/A2:2012 | Household and similar electrical appliances - Safety - Part 2-44: Particular requirements for ironers | 2016-04-20 | OJ C 249 - 08/07/2016 | - |  | - |  | -
2014/35/EU | Cenelec | EN 60335-2-45:2002, EN 60335-2-45:2002/A1:2008, EN 60335-2-45:2002/A2:2012 | Household and similar electrical appliances - Safety - Part 2-45: Particular requirements for portable heating tools and similar appliances | 2016-04-20 | OJ C 249 - 08/07/2016 | - |  | - |  | -
2014/35/EU | Cenelec | EN 60335-2-47:2003, EN 60335-2-47:2003/A1:2008, EN 60335-2-47:2003/A11:2012, EN 60335-2-47:2003/AC:2007 | Household and similar electrical appliances - Safety - Part 2-47: Particular requirements for commercial electric boiling pans | 2016-04-20 | OJ C 249 - 08/07/2016 | - |  | - | 2022-02-03 | OJ L 250 - 03/08/2020
2014/35/EU | Cenelec | EN 60335-2-47:2003, EN 60335-2-47:2003/A1:2008, EN 60335-2-47:2003/A11:2012, EN 60335-2-47:2003/AC:2007, EN 60335-2-47:2003/A2:2019 | Household and similar electrical appliances - Safety - Part 2-47: Particular requirements for commercial electric boiling pans | 2020-08-03 | OJ L 250 - 03/08/2020 | - |  | - |  | -
2014/35/EU | Cenelec | EN 60335-2-48:2003, EN 60335-2-48:2003/A1:2008, EN 60335-2-48:2003/A11:2012, EN 60335-2-48:2003/AC:2007 | Household and similar electrical appliances - Safety - Part 2-48: Particular requirements for commercial electric grillers and toasters | 2016-04-20 | OJ C 249 - 08/07/2016 | - |  | - | 2022-02-03 | OJ L 250 - 03/08/2020
2014/35/EU | Cenelec | EN 60335-2-48:2003, EN 60335-2-48:2003/A1:2008, EN 60335-2-48:2003/A11:2012, EN 60335-2-48:2003/AC:2007, EN 60335-2-48:2003/A2:2019 | Household and similar electrical appliances - Safety - Part 2-48: Particular requirements for commercial electric grillers and toasters | 2020-08-03 | OJ L 250 - 03/08/2020 | - |  | - |  | -
2014/35/EU | Cenelec | EN 60335-2-49:2003, EN 60335-2-49:2003/A1:2008, EN 60335-2-49:2003/A11:2012, EN 60335-2-49:2003/AC:2007 | Household and similar electrical appliances - Safety - Part 2-49: Particular requirements for commercial electric appliances for keeping food and crockery warm | 2016-04-20 | OJ C 249 - 08/07/2016 | - |  | - | 2022-02-03 | OJ L 250 - 03/08/2020
2014/35/EU | Cenelec | EN 60335-2-49:2003, EN 60335-2-49:2003/A1:2008, EN 60335-2-49:2003/A11:2012, EN 60335-2-49:2003/AC:2007, EN 60335-2-49:2003/A2:2019 | Household and similar electrical appliances - Safety - Part 2-49: Particular requirements for commercial electric appliances for keeping food and crockery warm | 2020-08-03 | OJ L 250 - 03/08/2020 | - |  | - |  | -
2014/35/EU | Cenelec | EN 60335-2-50:2003, EN 60335-2-50:2003/A1:2008, EN 60335-2-50:2003/AC:2007 | Household and similar electrical appliances - Safety - Part 2-50: Particular requirements for commercial electric bains-marie | 2016-04-20 | OJ C 249 - 08/07/2016 | - |  | - |  | -
2014/35/EU | Cenelec | EN 60335-2-51:2003, EN 60335-2-51:2003/A1:2008, EN 60335-2-51:2003/A2:2012 | Household and similar electrical appliances - Safety - Part 2-51: Particular requirements for stationary circulation pumps for heating and service water installations | 2016-04-20 | OJ C 249 - 08/07/2016 | - |  | - | 2026-04-30 | OJ L, 2024/2764 - 31/10/2024
2014/35/EU | Cenelec | EN IEC 60335-2-51:2023, EN IEC 60335-2-51:2023/A11:2023 | Household and similar electrical appliances - Safety - Part 2-51: Particular requirements for stationary circulation pumps for heating and service water installations | 2024-10-31 | OJ L, 2024/2764 - 31/10/2024 | - |  | - |  | -
2014/35/EU | Cenelec | EN 60335-2-52:2003, EN 60335-2-52:2003/A11:2010/AC:2012, EN 60335-2-52:2003/A11:2010, EN 60335-2-52:2003/A1:2008 | Household and similar electrical appliances - Safety - Part 2-52: Particular requirements for oral hygiene appliances | 2016-04-20 | OJ C 249 - 08/07/2016 | - |  | - | 2022-02-03 | OJ L 250 - 03/08/2020
2014/35/EU | Cenelec | EN 60335-2-52:2003, EN 60335-2-52:2003/A11:2010/AC:2012, EN 60335-2-52:2003/A11:2010, EN 60335-2-52:2003/A1:2008, EN 60335-2-52:2003/A12:2019 | Household and similar electrical appliances - Safety - Part 2-52: Particular requirements for oral hygiene appliances | 2020-08-03 | OJ L 250 - 03/08/2020 | - |  | - |  | -
2014/35/EU | Cenelec | EN 60335-2-53:2011 | Household and similar electrical appliances - Safety - Part 2-53: Particular requirements for sauna heating appliances and infrared cabins | 2016-04-20 | OJ C 249 - 08/07/2016 | - |  | - |  | -
2014/35/EU | Cenelec | EN 60335-2-54:2008, EN 60335-2-54:2008/A11:2012/AC:2015, EN 60335-2-54:2008/A11:2012, EN 60335-2-54:2008/A1:2015 | Household and similar electrical appliances - Safety - Part 2-54: Particular requirements for surface-cleaning appliances for household use employing liquids or steam | 2016-04-20 | OJ C 249 - 08/07/2016 | - |  | - | 2023-11-10 | OJ L 133 - 10/05/2022
2014/35/EU | Cenelec | EN 60335-2-54:2008, EN 60335-2-54:2008/A11:2012/AC:2015, EN 60335-2-54:2008/A11:2012, EN 60335-2-54:2008/A1:2015, EN 60335-2-54:2008/A12:2021, EN 60335-2-54:2008/A2:2021 | Household and similar electrical appliances - Safety - Part 2-54: Particular requirements for surface-cleaning appliances for household use employing liquids or steam | 2022-05-10 | OJ L 133 - 10/05/2022 | - |  | - |  | -
2014/35/EU | Cenelec | EN 60335-2-55:2003, EN 60335-2-55:2003/A1:2008 | Household and similar electrical appliances - Safety - Part 2-55: Particular requirements for electrical appliances for use with aquariums and garden ponds | 2016-04-20 | OJ C 249 - 08/07/2016 | - |  | - | 2021-05-27 | OJ L 306 - 27/11/2019
2014/35/EU | Cenelec | EN 60335-2-55:2003, EN 60335-2-55:2003/A1:2008, EN 60335-2-55:2003/A11:2018 | Household and similar electrical appliances - Safety - Part 2-55: Particular requirements for electrical appliances for use with aquariums and garden ponds | 2019-11-27 | OJ L 306 - 27/11/2019 | - |  | - |  | -
2014/35/EU | Cenelec | EN 60335-2-56:2003, EN 60335-2-56:2003/A1:2008, EN 60335-2-56:2003/A2:2014 | Household and similar electrical appliances - Safety - Part 2-56: Particular requirements for projectors and similar appliances | 2016-04-20 | OJ C 249 - 08/07/2016 | - |  | - |  | -
2014/35/EU | Cenelec | EN 60335-2-58:2005 | Household and similar electrical appliances - Safety - Part 2-58: Particular requirements for commercial electric dishwashing machines | 2016-04-20 | OJ C 249 - 08/07/2016 | - |  | - |  | -
2014/35/EU | Cenelec | EN 60335-2-59:2003, EN 60335-2-59:2003/A1:2006, EN 60335-2-59:2003/A2:2009 | Household and similar electrical appliances - Safety - Part 2-59: Particular requirements for insect killers | 2016-04-20 | OJ C 249 - 08/07/2016 | - |  | - | 2021-05-27 | OJ L 306 - 27/11/2019
2014/35/EU | Cenelec | EN 60335-2-59:2003, EN 60335-2-59:2003/A1:2006, EN 60335-2-59:2003/A2:2009, EN 60335-2-59:2003/A11:2018 | Household and similar electrical appliances - Safety - Part 2-59: Particular requirements for insect killers | 2019-11-27 | OJ L 306 - 27/11/2019 | - |  | - |  | -
2014/35/EU | Cenelec | EN 60335-2-60:2003, EN 60335-2-60:2003/A1:2005, EN 60335-2-60:2003/A12:2010, EN 60335-2-60:2003/A11:2010, EN 60335-2-60:2003/A2:2008 | Household and similar electrical appliances - Safety - Part 2-60: Particular requirements for whirlpool baths and whirlpool spas | 2016-04-20 | OJ C 249 - 08/07/2016 | - |  | - |  | -
2014/35/EU | Cenelec | EN 60335-2-61:2003, EN 60335-2-61:2003/A1:2005, EN 60335-2-61:2003/A2:2008 | Household and similar electrical appliances - Safety - Part 2-61: Particular requirements for thermal-storage room heaters | 2016-04-20 | OJ C 249 - 08/07/2016 | - |  | - | 2022-02-03 | OJ L 250 - 03/08/2020
2014/35/EU | Cenelec | EN 60335-2-61:2003, EN 60335-2-61:2003/A1:2005, EN 60335-2-61:2003/A2:2008, EN 60335-2-61:2003/A11:2019 | Household and similar electrical appliances - Safety - Part 2-61: Particular requirements for thermal-storage room heaters | 2020-08-03 | OJ L 250 - 03/08/2020 | - |  | - | 2023-11-10 | OJ L 133 - 10/05/2022
2014/35/EU | Cenelec | EN 60335-2-61:2003, EN 60335-2-61:2003/A1:2005, EN 60335-2-61:2003/A2:2008, EN 60335-2-61:2003/A11:2019, EN 60335-2-61:2003/A12:2021 | Household and similar electrical appliances - Safety - Part 2-61: Particular requirements for thermal-storage room heaters | 2022-05-10 | OJ L 133 - 10/05/2022 | - |  | - |  | -
2014/35/EU | Cenelec | EN 60335-2-62:2003, EN 60335-2-62:2003/A1:2008, EN 60335-2-62:2003/AC:2007 | Household and similar electrical appliances - Safety - Part 2-62: Particular requirements for commercial electric rinsing sinks | 2016-04-20 | OJ C 249 - 08/07/2016 | - |  | - |  | -
2014/35/EU | Cenelec | EN 60335-2-65:2003, EN 60335-2-65:2003/A1:2008, EN 60335-2-65:2003/A11:2012 | Household and similar electrical appliances - Safety - Part 2-65: Particular requirements for air-cleaning appliances | 2016-04-20 | OJ C 249 - 08/07/2016 | - |  | - |  | -
2014/35/EU | Cenelec | EN 60335-2-66:2003, EN 60335-2-66:2003/A1:2008, EN 60335-2-66:2003/A2:2012 | Household and similar electrical appliances - Safety - Part 2-66: Particular requirements for water-bed heaters | 2016-04-20 | OJ C 249 - 08/07/2016 | - |  | - | 2022-02-03 | OJ L 250 - 03/08/2020
2014/35/EU | Cenelec | EN 60335-2-66:2003, EN 60335-2-66:2003/A1:2008, EN 60335-2-66:2003/A2:2012, EN 60335-2-66:2003/A11:2019 | Household and similar electrical appliances - Safety - Part 2-66: Particular requirements for water-bed heaters | 2020-08-03 | OJ L 250 - 03/08/2020 | - |  | - |  | -
2014/35/EU | Cenelec | EN 60335-2-70:2002 | Household and similar electrical appliances - Safety - Part 2-70: Particular requirements for milking machines | 2016-04-20 | OJ C 249 - 08/07/2016 | - |  | - |  | -
2014/35/EU | Cenelec | EN 60335-2-71:2003, EN 60335-2-71:2003/A1:2007 | Household and similar electrical appliances - Safety - Part 2-71: Particular requirements for electrical heating appliances for breeding and rearing animals | 2016-04-20 | OJ C 249 - 08/07/2016 | - |  | - |  | -
2014/35/EU | Cenelec | EN 60335-2-73:2003, EN 60335-2-73:2003/A1:2006, EN 60335-2-73:2003/A2:2009 | Household and similar electrical appliances - Safety - Part 2-73: Particular requirements for fixed immersion heaters | 2016-04-20 | OJ C 249 - 08/07/2016 | - |  | - | 2023-06-21 | OJ L 457 - 21/12/2021
2014/35/EU | Cenelec | EN 60335-2-73:2003, EN 60335-2-73:2003/A1:2006, EN 60335-2-73:2003/A2:2009, EN 60335-2-73:2003/A11:2021 | Household and similar electrical appliances - Safety - Part 2-73: Particular requirements for fixed immersion heaters | 2021-12-21 | OJ L 457 - 21/12/2021 | - |  | - |  | -
2014/35/EU | Cenelec | EN 60335-2-74:2003, EN 60335-2-74:2003/A1:2006, EN 60335-2-74:2003/A2:2009 | Household and similar electrical appliances - Safety - Part 2-74: Particular requirements for portable immersion heaters | 2016-04-20 | OJ C 249 - 08/07/2016 | - |  | - | 2021-05-27 | OJ L 306 - 27/11/2019
2014/35/EU | Cenelec | EN 60335-2-74:2003, EN 60335-2-74:2003/A1:2006, EN 60335-2-74:2003/A2:2009, EN 60335-2-74:2003/A11:2018 | Household and similar electrical appliances - Safety - Part 2-74: Particular requirements for portable immersion heaters | 2019-11-27 | OJ L 306 - 27/11/2019 | - |  | - |  | -
2014/35/EU | Cenelec | EN 60335-2-75:2004, EN 60335-2-75:2004/A11:2006, EN 60335-2-75:2004/A1:2005, EN 60335-2-75:2004/A12:2010, EN 60335-2-75:2004/A2:2008 | Household and similar electrical appliances - Safety - Part 2-75: Particular requirements for commercial dispensing appliances and vending machines | 2016-04-20 | OJ C 249 - 08/07/2016 | - |  | - |  | -
2014/35/EU | Cenelec | EN 60335-2-78:2003, EN 60335-2-78:2003/A1:2008 | Household and similar electrical appliances - Safety - Part 2-78: Particular requirements for outdoor barbecues | 2016-04-20 | OJ C 249 - 08/07/2016 | - |  | - | 2022-05-30 | OJ L 399 - 30/11/2020
2014/35/EU | Cenelec | EN 60335-2-78:2003, EN 60335-2-78:2003/A1:2008, EN 60335-2-78:2003/A11:2020 | Household and similar electrical appliances - Safety - Part 2-78: Particular requirements for outdoor barbecues | 2020-11-30 | OJ L 399 - 30/11/2020 | - |  | - |  | -
2014/35/EU | Cenelec | EN 60335-2-80:2003, EN 60335-2-80:2003/A1:2004, EN 60335-2-80:2003/A2:2009 | +6Household and similar electrical appliances - Safety - Part 2-80: Particular requirements for fans | 2016-04-20 | OJ C 249 - 08/07/2016 | - |  | - |  | -
2014/35/EU | Cenelec | EN 60335-2-81:2003, EN 60335-2-81:2003/A1:2007, EN 60335-2-81:2003/A2:2012 | Household and similar electrical appliances - Safety - Part 2-81: Particular requirements for foot warmers and heating mats | 2016-04-20 | OJ C 249 - 08/07/2016 | - |  | - |  | -
2014/35/EU | Cenelec | EN 60335-2-82:2003, EN 60335-2-82:2003/A1:2008 | Household and similar electrical appliances - Safety - Part 2-82: Particular requirements for amusement machines and personal service machines | 2016-04-20 | OJ C 249 - 08/07/2016 | - |  | - | 2022-05-30 | OJ L 399 - 30/11/2020
2014/35/EU | Cenelec | EN 60335-2-82:2003, EN 60335-2-82:2003/A1:2008, EN 60335-2-82:2003/A2:2020 | Household and similar electrical appliances - Safety - Part 2-82: Particular requirements for amusement machines and personal service machines | 2020-11-30 | OJ L 399 - 30/11/2020 | - |  | - |  | -
2014/35/EU | Cenelec | EN 60335-2-83:2002, EN 60335-2-83:2002/A1:2008 | Household and similar electrical appliances - Safety - Part 2-83: Particular requirements for heated gullies for roof drainage | 2016-04-20 | OJ C 249 - 08/07/2016 | - |  | - |  | -
2014/35/EU | Cenelec | EN 60335-2-84:2003, EN 60335-2-84:2003/A1:2008 | Household and similar electrical appliances - Safety - Part 2-84: Particular requirements for toilets | 2016-04-20 | OJ C 249 - 08/07/2016 | - |  | - | 2022-02-03 | OJ L 250 - 03/08/2020
2014/35/EU | Cenelec | EN 60335-2-84:2003, EN 60335-2-84:2003/A1:2008, EN 60335-2-84:2003/A2:2019 | Household and similar electrical appliances - Safety - Part 2-84: Particular requirements for toilets | 2020-08-03 | OJ L 250 - 03/08/2020 | - |  | - | 2023-11-10 | OJ L 133 - 10/05/2022
2014/35/EU | Cenelec | EN IEC 60335-2-84:2021, EN IEC 60335-2-84:2021/A11:2021 | Household and similar electrical appliances - Safety - Part 2-84: Particular requirements for toilet appliances | 2022-05-10 | OJ L 133 - 10/05/2022 | - |  | - | 2026-04-30 | OJ L, 2024/2764 - 31/10/2024
2014/35/EU | Cenelec | EN IEC 60335-2-84:2021, EN IEC 60335-2-84:2021/A11:2021, EN IEC 60335-2-84:2021/A12:2023 | Household and similar electrical appliances - Safety - Part 2-84: Particular requirements for toilet appliances | 2024-10-31 | OJ L, 2024/2764 - 31/10/2024 | - |  | - |  | -
2014/35/EU | Cenelec | EN 60335-2-85:2003, EN 60335-2-85:2003/A1:2008 | Household and similar electrical appliances - Safety - Part 2-85: Particular requirements for fabric steamers | 2016-04-20 | OJ C 249 - 08/07/2016 | - |  | - | 2021-05-27 | OJ L 306 - 27/11/2019
2014/35/EU | Cenelec | EN 60335-2-85:2003, EN 60335-2-85:2003/A1:2008, EN 60335-2-85:2003/A11:2018 | Household and similar electrical appliances - Safety - Part 2-85: Particular requirements for fabric steamers | 2019-11-27 | OJ L 306 - 27/11/2019 | - |  | - | 2022-12-22 | OJ L 222 - 22/06/2021
2014/35/EU | Cenelec | EN 60335-2-85:2003, EN 60335-2-85:2003/A1:2008, EN 60335-2-85:2003/A11:2018, EN 60335-2-85:2003/A2:2020 | Household and similar electrical appliances - Safety - Part 2-85: Particular requirements for fabric steamers | 2021-06-22 | OJ L 222 - 22/06/2021 | - |  | - |  | -
2014/35/EU | Cenelec | EN 60335-2-86:2003, EN 60335-2-86:2003/A1:2005, EN 60335-2-86:2003/A11:2016, EN 60335-2-86:2003/A2:2016 | Household and similar electrical appliances - Safety - Part 2-86: Particular requirements for electric fishing machines | 2016-04-20 | OJ C 249 - 08/07/2016 | - |  | - |  | -
2014/35/EU | Cenelec | EN 60335-2-87:2002, EN 60335-2-87:2002/A1:2007 | Household and similar electrical appliances - Safety - Part 2-87: Particular requirements for electrical animal-stunning equipment | 2016-04-20 | OJ C 249 - 08/07/2016 | - |  | - | 2022-02-03 | OJ L 250 - 03/08/2020
2014/35/EU | Cenelec | EN 60335-2-87:2002, EN 60335-2-87:2002/A1:2007, EN 60335-2-87:2002/A2:2019 | Household and similar electrical appliances - Safety - Part 2-87: Particular requirements for electrical animal-stunning equipment | 2020-08-03 | OJ L 250 - 03/08/2020 | - |  | - |  | -
2014/35/EU | Cenelec | EN 60335-2-88:2002 | Household and similar electrical appliances - Safety - Part 2-88: Particular requirements for humidifiers intended for use with heating, ventilation, or air-conditioning systems | 2016-04-20 | OJ C 249 - 08/07/2016 | - |  | - |  | -
2014/35/EU | Cenelec | EN 60335-2-90:2006, EN 60335-2-90:2006/A1:2010 | Household and similar electrical appliances - Safety - Part 2-90: Particular requirements for commercial microwave ovens | 2016-04-20 | OJ C 249 - 08/07/2016 | - |  | - |  | -
2014/35/EU | Cenelec | EN 60335-2-96:2002, EN 60335-2-96:2002/A1:2004, EN 60335-2-96:2002/A2:2009 | Household and similar electrical appliances - Safety - Part 2-96: Particular requirements for flexible sheet heating elements for room heating | 2016-04-20 | OJ C 249 - 08/07/2016 | - |  | - | 2023-11-10 | OJ L 133 - 10/05/2022
2014/35/EU | Cenelec | EN IEC 60335-2-96:2021, EN IEC 60335-2-96:2021/A11:2021 | Household and similar electrical appliances - Safety - Part 2-96: Particular requirements for flexible sheet heating elements for room heating | 2022-05-10 | OJ L 133 - 10/05/2022 | - |  | - |  | -
2014/35/EU | Cenelec | EN 60335-2-97:2006, EN 60335-2-97:2006/A11:2008, EN 60335-2-97:2006/A12:2015, EN 60335-2-97:2006/A2:2010 | Household and similar electrical appliances - Safety - Part 2-97: Particular requirements for drives for rolling shutters, awnings, blinds and similar equipment | 2016-04-20 | OJ C 249 - 08/07/2016 | - |  | - |  | -
2014/35/EU | Cenelec | EN 60335-2-98:2003, EN 60335-2-98:2003/A1:2005, EN 60335-2-98:2003/A2:2008 | Household and similar electrical appliances - Safety - Part 2-98: Particular requirements for humidifiers | 2016-04-20 | OJ C 249 - 08/07/2016 | - |  | - | 2022-02-03 | OJ L 250 - 03/08/2020
2014/35/EU | Cenelec | EN 60335-2-98:2003, EN 60335-2-98:2003/A1:2005, EN 60335-2-98:2003/A2:2008, EN 60335-2-98:2003/A11:2019 | Household and similar electrical appliances - Safety - Part 2-98: Particular requirements for humidifiers | 2020-08-03 | OJ L 250 - 03/08/2020 | - |  | - |  | -
2014/35/EU | Cenelec | EN 60335-2-99:2003 | Household and similar electrical appliances - Safety - Part 2-99: Particular requirements for commercial electric hoods | 2016-04-20 | OJ C 249 - 08/07/2016 | - |  | - |  | -
2014/35/EU | Cenelec | EN 60335-2-101:2002, EN 60335-2-101:2002/A1:2008, EN 60335-2-101:2002/A2:2014 | Household and similar electrical appliances - Safety - Part 2-101: Particular requirements for vaporizers | 2016-04-20 | OJ C 249 - 08/07/2016 | - |  | - |  | -
2014/35/EU | Cenelec | EN 60335-2-102:2006, EN 60335-2-102:2006/A1:2010 | Household and similar electrical appliances - Safety - Part 2-102: Particular requirements for gas, oil and solid-fuel burning appliances having electrical connections | 2016-04-20 | OJ C 249 - 08/07/2016 | - |  | - | 2019-01-22 | OJ C 249 - 08/07/2016
2014/35/EU | Cenelec | EN 60335-2-102:2016 | Household and similar electrical appliances - Safety - Part 2-102: Particular requirements for gas, oil and solid-fuel burning appliances having electrical connections | 2016-04-20 | OJ C 249 - 08/07/2016 | - |  | - |  | -
2014/35/EU | Cenelec | EN 60335-2-105:2005, EN 60335-2-105:2005/A11:2010, EN 60335-2-105:2005/A1:2008 | Household and similar electrical appliances - Safety - Part 2-105: Particular requirements for multifunctional shower cabinets | 2016-04-20 | OJ C 249 - 08/07/2016 | - |  | - | 2022-05-30 | OJ L 399 - 30/11/2020
2014/35/EU | Cenelec | EN 60335-2-105:2005, EN 60335-2-105:2005/A11:2010, EN 60335-2-105:2005/A1:2008, EN 60335-2-105:2005/A2:2020 | Household and similar electrical appliances - Safety - Part 2-105: Particular requirements for multifunctional shower cabinets | 2020-11-30 | OJ L 399 - 30/11/2020 | - |  | - | 2023-11-10 | OJ L 133 - 10/05/2022
2014/35/EU | Cenelec | EN IEC 60335-2-105:2021, EN IEC 60335-2-105:2021/A11:2021, EN IEC 60335-2-105:2021/A1:2021 | Household and similar electrical appliances - Safety - Part 2-105: Particular requirements for multifunctional shower cabinets | 2022-05-10 | OJ L 133 - 10/05/2022 | - |  | - |  | -
2014/35/EU | Cenelec | EN 60335-2-106:2007 | Household and similar electrical appliances - Safety - Part 2-106: Particular requirements for heated carpets and for heating units for room heating installed under removable floor coverings | 2016-04-20 | OJ C 249 - 08/07/2016 | - |  | - |  | -
2014/35/EU | Cenelec | EN 60335-2-108:2008 | Household and similar electrical appliances - Safety - Part 2-108: Particular requirements for electrolysers | 2016-04-20 | OJ C 249 - 08/07/2016 | - |  | - |  | -
2014/35/EU | Cenelec | EN 60335-2-109:2010 | Household and similar electrical appliances - Safety - Part 2-109: Particular requirements for UV radiation water treatment appliances | 2016-04-20 | OJ C 249 - 08/07/2016 | - |  | - | 2021-05-27 | OJ L 306 - 27/11/2019
2014/35/EU | Cenelec | EN 60335-2-109:2010, EN 60335-2-109:2010/A1:2018, EN 60335-2-109:2010/A2:2018 | Household and similar electrical appliances - Safety - Part 2-109: Particular requirements for UV radiation water treatment appliances | 2019-11-27 | OJ L 306 - 27/11/2019 | - |  | - |  | -
2014/35/EU | Cenelec | EN 60358-1:2012, EN 60358-1:2012/AC:2013 | Coupling capacitors and capacitor dividers - Part 1: General rules | 2016-04-20 | OJ C 249 - 08/07/2016 | - |  | - |  | -
2014/35/EU | Cenelec | EN 60360:1998 | Standard method of measurement of lamp cap temperature rise | 2016-04-20 | OJ C 249 - 08/07/2016 | - |  | - |  | -
2014/35/EU | Cenelec | EN 60399:2004, EN 60399:2004/A1:2008 | Barrel thread for lampholders with shade holder ring | 2016-04-20 | OJ C 249 - 08/07/2016 | - |  | - |  | -
2014/35/EU | Cenelec | EN 60400:2008, EN 60400:2008/A1:2011, EN 60400:2008/A2:2014 | Lampholders for tubular fluorescent lamps and starterholders | 2016-04-20 | OJ C 249 - 08/07/2016 | - |  | - | 2020-07-20 | OJ C 326 - 14/09/2018
2014/35/EU | Cenelec | EN 60400:2017 | Lampholders for tubular fluorescent lamps and starterholders | 2018-09-14 | OJ C 326 - 14/09/2018 | - |  | - | 2023-06-21 | OJ L 457 - 21/12/2021
2014/35/EU | Cenelec | EN 60400:2017, EN 60400:2017/A1:2021 | Lampholders for tubular fluorescent lamps and starterholders | 2021-12-21 | OJ L 457 - 21/12/2021 | - |  | - |  | -
2014/35/EU | Cenelec | EN 60423:2007 | Conduit systems for cable management - Outside diameters of conduits for electrical installations and threads for conduits and fittings | 2016-04-20 | OJ C 249 - 08/07/2016 | - |  | - |  | -
2014/35/EU | Cenelec | EN 60432-1:2000, EN 60432-1:2000/A1:2005, EN 60432-1:2000/A2:2012 | Incandescent lamps - Safety specifications - Part 1: Tungsten filament lamps for domestic and similar general lighting purposes | 2016-04-20 | OJ C 249 - 08/07/2016 | - |  | - |  | -
2014/35/EU | Cenelec | EN 60432-2:2000, EN 60432-2:2000/A1:2005, EN 60432-2:2000/A2:2012 | Incandescent lamps - Safety specifications - Part 2: Tungsten halogen lamps for domestic and similar general lighting purposes | 2016-04-20 | OJ C 249 - 08/07/2016 | - |  | - |  | -
2014/35/EU | Cenelec | EN 60432-3:2013 | Incandescent lamps - Safety specifications - Part 3: Tungsten-halogen lamps (non-vehicle) | 2016-04-20 | OJ C 249 - 08/07/2016 | - |  | - |  | -
2014/35/EU | Cenelec | EN 60477:1997, EN 60477:1997/A1:1997 | Laboratory d.c. resistors | 2016-04-20 | OJ C 249 - 08/07/2016 | - |  | - |  | -
2014/35/EU | Cenelec | EN 60477-2:1997, EN 60477-2:1997/A1:1997 | Laboratory resistors - Part 2: Laboratory a.c. resistors | 2016-04-20 | OJ C 249 - 08/07/2016 | - |  | - |  | -
2014/35/EU | Cenelec | EN 60519-1:2011 | Safety in electroheating installations - Part 1: General requirements | 2016-04-20 | OJ C 249 - 08/07/2016 | - |  | - | 2018-04-14 | OJ C 249 - 08/07/2016
2014/35/EU | Cenelec | EN 60519-1:2015 | Safety in installations for electroheating and electromagnetic processing - Part 1: General requirements | 2016-04-20 | OJ C 249 - 08/07/2016 | - |  | - |  | -
2014/35/EU | Cenelec | EN 60519-2:2006 | Safety in electroheat installations - Part 2: Particular requirements for resistance heating equipment | 2016-04-20 | OJ C 249 - 08/07/2016 | - |  | - |  | -
2014/35/EU | Cenelec | EN 60519-3:2005 | Safety in electroheat installations - Part 3: Particular requirements for induction and conduction heating and induction melting installations | 2016-04-20 | OJ C 249 - 08/07/2016 | - |  | - |  | -
2014/35/EU | Cenelec | EN 60519-4:2006 | Safety in electroheat installations - Part 4: Particular requirements for arc furnace installations | 2016-04-20 | OJ C 249 - 08/07/2016 | - |  | - | 2016-07-24 | OJ C 249 - 08/07/2016
2014/35/EU | Cenelec | EN 60519-4:2013 | Safety in electroheating installations - Part 4: Particular requirements for arc furnace installations | 2016-04-20 | OJ C 249 - 08/07/2016 | - |  | - |  | -
2014/35/EU | Cenelec | EN 60519-6:2011 | Safety in electroheat installations - Part 6: Specifications for safety in industrial microwave heating equipment | 2016-04-20 | OJ C 249 - 08/07/2016 | - |  | - |  | -
2014/35/EU | Cenelec | EN 60519-7:2008 | Safety in electroheat installations - Part 7: Particular requirements for installations with electron guns | 2016-04-20 | OJ C 249 - 08/07/2016 | - |  | - |  | -
2014/35/EU | Cenelec | EN 60519-8:2005 | Safety in electroheat installations - Part 8: Particular requirements for electroslag remelting furnaces | 2016-04-20 | OJ C 249 - 08/07/2016 | - |  | - |  | -
2014/35/EU | Cenelec | EN 60519-9:2005 | Safety in electroheat installations - Part 9: Particular requirements for high-frequency dielectric heating installations | 2016-04-20 | OJ C 249 - 08/07/2016 | - |  | - |  | -
2014/35/EU | Cenelec | EN 60519-10:2005 | Safety in electroheat installations - Part 10: Particular requirements for electrical resistance trace heating systems for industrial and commercial applications | 2016-04-20 | OJ C 249 - 08/07/2016 | - |  | - | 2018-09-14 | OJ C 326 - 14/09/2018
2014/35/EU | Cenelec | EN 60519-10:2013 | Safety in electroheating installations - Part 10: Particular requirements for electrical resistance trace heating systems for industrial and commercial applications | 2016-04-20 | OJ C 249 - 08/07/2016 | - |  | - |  | -
2014/35/EU | Cenelec | EN 60519-12:2013 | Safety in electroheating installations - Part 12: Particular requirements for infrared electroheating installations | 2016-04-20 | OJ C 249 - 08/07/2016 | - |  | - |  | -
2014/35/EU | Cenelec | EN 60519-21:2009 | Safety in electroheat installations - Part 21: Particular requirements for resistance heating equipment - Heating and melting glass equipment | 2016-04-20 | OJ C 249 - 08/07/2016 | - |  | - |  | -
2014/35/EU | Cenelec | EN 60523:1993, EN 60523:1993/A2:1997 | Direct-current potentiometers | 2016-04-20 | OJ C 249 - 08/07/2016 | - |  | - |  | -
2014/35/EU | Cenelec | EN 60524:1993, EN 60524:1993/A2:1997 | Direct-current resistive volt ratio boxes | 2016-04-20 | OJ C 249 - 08/07/2016 | - |  | - |  | -
2014/35/EU | Cenelec | EN 60529:1991, EN 60529:1991/A1:2000, EN 60529:1991/A2:2013, EN 60529:1991/AC:1993 | Degrees of protection provided by enclosures (IP Code) | 2016-04-20 | OJ C 249 - 08/07/2016 | - |  | - | 2020-05-27 | OJ L 306 - 27/11/2019
2014/35/EU | Cenelec | EN 60529:1991, EN 60529:1991/A1:2000, EN 60529:1991/A2:2013, EN 60529:1991/AC:1993, EN 60529:1991/AC:2016-12, EN 60529:1991/A2:2013/AC:2019-02 | Degrees of protection provided by enclosures (IP Code) | 2019-11-27 | OJ L 306 - 27/11/2019 | - |  | - |  | -
2014/35/EU | Cenelec | EN 60564:1993, EN 60564:1993/A2:1997 | D.C. bridges for measuring resistance | 2016-04-20 | OJ C 249 - 08/07/2016 | - |  | - |  | -
2014/35/EU | Cenelec | EN 60570:2003 | Electrical supply track systems for luminaires | 2016-04-20 | OJ C 249 - 08/07/2016 | - |  | - | 2021-05-18 | OJ C 326 - 14/09/2018
2014/35/EU | Cenelec | EN 60570:2003, EN 60570:2003/A1:2018 | Electrical supply track systems for luminaires | 2018-09-14 | OJ C 326 - 14/09/2018 | - |  | - | 2022-05-30 | OJ L 399 - 30/11/2020
2014/35/EU | Cenelec | EN 60570:2003, EN 60570:2003/A1:2018, EN 60570:2003/A2:2020 | Electrical supply track systems for luminaires | 2020-11-30 | OJ L 399 - 30/11/2020 | - |  | - |  | -
2014/35/EU | Cenelec | EN 60598-1:2008, EN 60598-1:2008/A11:2009 | Luminaires - Part 1: General requirements and tests | 2016-04-20 | OJ C 249 - 08/07/2016 | - |  | - | 2017-10-20 | OJ C 249 - 08/07/2016
2014/35/EU | Cenelec | EN 60598-1:2015, EN 60598-1:2015/AC:2015, EN 60598-1:2015/AC:2016 | Luminaires - Part 1: General requirements and tests | 2016-04-20 | OJ C 249 - 08/07/2016 | - |  | - | 2021-02-23 | OJ C 326 - 14/09/2018
2014/35/EU | Cenelec | EN 60598-1:2015, EN 60598-1:2015/AC:2015, EN 60598-1:2015/AC:2016, EN 60598-1:2015/AC:2017-05, EN 60598-1:2015/A1:2018 | Luminaires - Part 1: General requirements and tests | 2018-09-14 | OJ C 326 - 14/09/2018 | - |  | - | 2024-07-11 | OJ L 8 - 11/01/2023
2014/35/EU | Cenelec | EN IEC 60598-1:2021, EN IEC 60598-1:2021/A11:2022 | Luminaires - Part 1: General requirements and tests | 2023-01-11 | OJ L 8 - 11/01/2023 | - |  | - |  | -
2014/35/EU | Cenelec | EN 60598-2-1:1989 | Luminaires - Part 2: Particular requirements - Section 1: Fixed general purpose luminaires | 2016-04-20 | OJ C 249 - 08/07/2016 | - |  | - |  | -
2014/35/EU | Cenelec | EN 60598-2-2:2012 | Luminaires - Part 2-2: Particular requirements - Recessed luminaires | 2016-04-20 | OJ C 249 - 08/07/2016 | - |  | - |  | -
2014/35/EU | Cenelec | EN 60598-2-3:2003, EN 60598-2-3:2003/A1:2011, EN 60598-2-3:2003/AC:2005 | Luminaires - Part 2-3: Particular requirements - Luminaires for road and street lighting | 2016-04-20 | OJ C 249 - 08/07/2016 | - |  | - |  | -
2014/35/EU | Cenelec | EN 60598-2-4:1997 | Luminaires - Part 2: Particular requirements - Section 4: Portable general purpose luminaires | 2016-04-20 | OJ C 249 - 08/07/2016 | - |  | - | 2021-03-30 | OJ C 326 - 14/09/2018
2014/35/EU | Cenelec | EN 60598-2-4:2018 | Luminaires - Part 2: Particular requirements - Section 4: Portable general purpose luminaires | 2018-09-14 | OJ C 326 - 14/09/2018 | - |  | - |  | -
2014/35/EU | Cenelec | EN 60598-2-5:1998, EN 60598-2-5:1998/AC:1998 | Luminaires - Part 2-5: Particular requirements - Floodlights | 2016-04-20 | OJ C 249 - 08/07/2016 | - |  | - | 2018-09-10 | OJ C 249 - 08/07/2016
2014/35/EU | Cenelec | EN 60598-2-5:2015 | Luminaires - Part 2-5: Particular requirements - Floodlights | 2016-04-20 | OJ C 249 - 08/07/2016 | - |  | - |  | -
2014/35/EU | Cenelec | EN 60598-2-7:1989, EN 60598-2-7:1989/A13:1997, EN 60598-2-7:1989/A2:1996, EN 60598-2-7:1989/A2:1996/AC:1999 | Luminaires - Part 2: Particular requirements - Section 7: Portable luminaires for garden use | 2016-04-20 | OJ C 249 - 08/07/2016 | - |  | - | 2021-03-30 | OJ C 326 - 14/09/2018
2014/35/EU | Cenelec | EN 60598-2-8:1997, EN 60598-2-8:1997/A1:2000, EN 60598-2-8:1997/A2:2008 | Luminaires - Part 2-8: Particular requirements - Handlamps | 2016-04-20 | OJ C 249 - 08/07/2016 | - |  | - | 2016-07-08 | OJ C 249 - 08/07/2016
2014/35/EU | Cenelec | EN 60598-2-8:2013 | Luminaires - Part 2-8: Particular requirements - Handlamps | 2016-04-20 | OJ C 249 - 08/07/2016 | - |  | - |  | -
2014/35/EU | Cenelec | EN 60598-2-9:1989, EN 60598-2-9:1989/A1:1994 | Luminaires - Part 2: Particular requirements - Section 9: Photo and film luminaires (non-professional) | 2016-04-20 | OJ C 249 - 08/07/2016 | - |  | - |  | -
2014/35/EU | Cenelec | EN 60598-2-10:2003, EN 60598-2-10:2003/AC:2005 | Luminaires - Part 2-10: Particular requirements - Portable luminaires for children | 2016-04-20 | OJ C 249 - 08/07/2016 | - |  | - |  | -
2014/35/EU | Cenelec | EN 60598-2-11:2005, EN 60598-2-11:2005/AC:2005 | Luminaires - Part 2-11: Particular requirements - Aquarium luminaires | 2016-04-20 | OJ C 249 - 08/07/2016 | - |  | - | 2016-07-08 | OJ C 249 - 08/07/2016
2014/35/EU | Cenelec | EN 60598-2-11:2013 | Luminaires - Part 2-11: Particular requirements - Aquarium luminaires | 2016-04-20 | OJ C 249 - 08/07/2016 | - |  | - | 2024-09-17 | OJ L 79 - 17/03/2023
2014/35/EU | Cenelec | EN 60598-2-11:2013, EN 60598-2-11:2013/A1:2022 | Luminaires - Part 2-11: Particular requirements - Aquarium luminaires | 2023-03-17 | OJ L 79 - 17/03/2023 | - |  | - |  | -
2014/35/EU | Cenelec | EN 60598-2-12:2006, EN 60598-2-12:2006/AC:2006 | Luminaires - Part 2-12: Particular requirements - Mains socket-outlet mounted nightlights | 2016-04-20 | OJ C 249 - 08/07/2016 | - |  | - | 2016-07-08 | OJ C 249 - 08/07/2016
2014/35/EU | Cenelec | EN 60598-2-12:2013 | Luminaires - Part 2-12: Particular requirements - Mains socket-outlet mounted nightlights | 2016-04-20 | OJ C 249 - 08/07/2016 | - |  | - |  | -
2014/35/EU | Cenelec | EN 60598-2-13:2006, EN 60598-2-13:2006/A1:2012, EN 60598-2-13:2006/AC:2006 | Luminaires - Part 2-13: Particular requirements - Ground recessed luminaires | 2016-04-20 | OJ C 249 - 08/07/2016 | - |  | - | 2023-09-10 | OJ L 83 - 10/03/2022
2014/35/EU | Cenelec | EN 60598-2-13:2006, EN 60598-2-13:2006/A1:2012, EN 60598-2-13:2006/AC:2006, EN 60598-2-13:2006/A11:2021 | Luminaires - Part 2-13: Particular requirements - Ground recessed luminaires | 2022-03-10 | OJ L 83 - 10/03/2022 | - |  | - |  | -
2014/35/EU | Cenelec | EN 60598-2-14:2009 | Luminaires - Part 2-14: Particular requirements - Luminaires for cold cathode tubular discharge lamps (neon tubes) and similar equipment | 2016-04-20 | OJ C 249 - 08/07/2016 | - |  | - |  | -
2014/35/EU | Cenelec | EN 60598-2-17:1989, EN 60598-2-17:1989/A2:1991 | Luminaires - Part 2: Particular requirements - Section 17: Luminaires for stage lighting, television film and photographic studios (outdoor and indoor) | 2016-04-20 | OJ C 249 - 08/07/2016 | - |  | - | 2021-03-23 | OJ C 326 - 14/09/2018
2014/35/EU | Cenelec | EN IEC 60598-2-17:2018 | Luminaires - Part 2-17: Particular requirements - Luminaires for stage lighting, television and film studios (outdoor and indoor) | 2018-09-14 | OJ C 326 - 14/09/2018 | - |  | - |  | -
2014/35/EU | Cenelec | EN 60598-2-19:1989, EN 60598-2-19:1989/A2:1998, EN 60598-2-19:1989/AC:2005 | Luminaires - Part 2: Particular requirements - Section 19: Air-handling luminaires (safety requirements) | 2016-04-20 | OJ C 249 - 08/07/2016 | - |  | - |  | -
2014/35/EU | Cenelec | EN 60598-2-20:2010, EN 60598-2-20:2010/AC:2010 | Luminaires - Part 2-20: Particular requirements - Lighting chains | 2016-04-20 | OJ C 249 - 08/07/2016 | - |  | - | 2017-12-30 | OJ C 249 - 08/07/2016
2014/35/EU | Cenelec | EN 60598-2-20:2015 | Luminaires - Part 2-20: Particular requirements - Lighting chains | 2016-04-20 | OJ C 249 - 08/07/2016 | - |  | - | 2018-09-14 | OJ C 326 - 14/09/2018
2014/35/EU | Cenelec | EN 60598-2-20:2015, EN 60598-2-20:2015/AC:2017-01 | Luminaires - Part 2-20: Particular requirements - Lighting chains | 2018-09-14 | OJ C 326 - 14/09/2018 | - |  | - |  | -
2014/35/EU | Cenelec | EN 60598-2-21:2015 | Luminaires - Part 2-21: Particular requirements - Rope lights | 2016-04-20 | OJ C 249 - 08/07/2016 | - |  | - | 2018-09-14 | OJ C 326 - 14/09/2018
2014/35/EU | Cenelec | EN 60598-2-21:2015, EN 60598-2-21:2015/AC:2017-01 | Luminaires - Part 2-21: Particular requirements - Rope lights | 2018-09-14 | OJ C 326 - 14/09/2018 | - |  | - |  | -
2014/35/EU | Cenelec | EN 60598-2-22:1998, EN 60598-2-22:1998/A1:2003, EN 60598-2-22:1998/A2:2008, EN 60598-2-22:1998/AC:1999, EN 60598-2-22:1998/AC:2005, EN 60598-2-22:1998/AC:2007 | Luminaires - Part 2-22: Particular requirements - Luminaires for emergency lighting | 2016-04-20 | OJ C 249 - 08/07/2016 | - |  | - | 2017-07-24 | OJ C 249 - 08/07/2016
2014/35/EU | Cenelec | EN 60598-2-22:2014, EN 60598-2-22:2014/AC:2015 | Luminaires - Part 2-22: Particular requirements - Luminaires for emergency lighting | 2016-04-20 | OJ C 249 - 08/07/2016 | - |  | - | 2020-05-27 | OJ L 306 - 27/11/2019
2014/35/EU | Cenelec | EN 60598-2-22:2014, EN 60598-2-22:2014/AC:2015, EN 60598-2-22:2014/AC:2016-05, EN 60598-2-22:2014/AC:2016-09 | Luminaires - Part 2-22: Particular requirements - Luminaires for emergency lighting | 2019-11-27 | OJ L 306 - 27/11/2019 | - |  | - | 2022-05-30 | OJ L 399 - 30/11/2020
2014/35/EU | Cenelec | EN 60598-2-22:2014, EN 60598-2-22:2014/AC:2015, EN 60598-2-22:2014/AC:2016-05, EN 60598-2-22:2014/AC:2016-09, EN 60598-2-22:2014/A1:2020 | Luminaires - Part 2-22: Particular requirements - Luminaires for emergency lighting | 2020-11-30 | OJ L 399 - 30/11/2020 | - |  | - | 2024-07-11 | OJ L 8 - 11/01/2023
2014/35/EU | Cenelec | EN IEC 60598-2-22:2022 | Luminaires - Part 2-22: Particular requirements - Luminaires for emergency lighting | 2023-01-11 | OJ L 8 - 11/01/2023 | - |  | - |  | -
2014/35/EU | Cenelec | EN 60598-2-23:1996, EN 60598-2-23:1996/A1:2000, EN 60598-2-23:1996/AC:1997 | Luminaires - Part 2-23: Particular requirements - Extra low-voltage lighting systems for filament lamps | 2016-04-20 | OJ C 249 - 08/07/2016 | - |  | - | 2023-06-21 | OJ L 457 - 21/12/2021
2014/35/EU | Cenelec | EN IEC 60598-2-23:2021 | Luminaires - Part 2-23: Particular requirements - Extra-low-voltage lighting systems for ELV light sources | 2021-12-21 | OJ L 457 - 21/12/2021 | - |  | - |  | -
2014/35/EU | Cenelec | EN 60598-2-24:1998 | Luminaires - Part 2: Particular requirements - Section 24: Luminaires with limited surface temperatures | 2016-04-20 | OJ C 249 - 08/07/2016 | - |  | - | 2016-07-24 | OJ C 249 - 08/07/2016
2014/35/EU | Cenelec | EN 60598-2-24:2013 | Luminaires - Part 2-24: Particular requirements - Luminaires with limited surface temperatures | 2016-04-20 | OJ C 249 - 08/07/2016 | - |  | - |  | -
2014/35/EU | Cenelec | EN 60598-2-25:1994, EN 60598-2-25:1994/A1:2004 | Luminaires - Part 2-25: Particular requirements - Luminaires for use in clinical areas of hospitals and health care buildings | 2016-04-20 | OJ C 249 - 08/07/2016 | - |  | - |  | -
2014/35/EU | Cenelec | EN 60618:1997, EN 60618:1997/A2:1997 | Inductive voltage dividers | 2016-04-20 | OJ C 249 - 08/07/2016 | - |  | - |  | -
2014/35/EU | Cenelec | EN 60645-1:2001 | Electroacoustics - Audiological equipment - Part 1: Pure-tone audiometers | 2016-04-20 | OJ C 249 - 08/07/2016 | - |  | - | 2017-11-05 | OJ C 249 - 08/07/2016
2014/35/EU | Cenelec | EN 60645-1:2015 | Electroacoustics - Audiometric equipment - Part 1: Equipment for pure-tone audiometry | 2016-04-20 | OJ C 249 - 08/07/2016 | - |  | - |  | -
2014/35/EU | Cenelec | EN 60645-3:2007 | Electroacoustics - Audiometric equipment - Part 3: Test signals of short duration | 2016-04-20 | OJ C 249 - 08/07/2016 | - |  | - |  | -
2014/35/EU | Cenelec | EN 60645-4:1995 | Audiometers - Part 4: Equipment for extended high-frequency audiometry | 2016-04-20 | OJ C 249 - 08/07/2016 | - |  | - | 2017-11-05 | OJ C 249 - 08/07/2016
2014/35/EU | Cenelec | EN 60645-6:2010 | Electroacoustics - Audiometric equipment - Part 6: Instruments for the measurement of otoacoustic emissions | 2016-04-20 | OJ C 249 - 08/07/2016 | - |  | - |  | -
2014/35/EU | Cenelec | EN 60645-7:2010 | Electroacoustics - Audiometric equipment - Part 7: Instruments for the measurement of auditory brainstem responses | 2016-04-20 | OJ C 249 - 08/07/2016 | - |  | - |  | -
2014/35/EU | Cenelec | EN 60664-1:2007 | Insulation coordination for equipment within low-voltage systems - Part 1: Principles, requirements and tests | 2016-04-20 | OJ C 249 - 08/07/2016 | - |  | - |  | -
2014/35/EU | Cenelec | EN 60664-3:2003, EN 60664-3:2003/A1:2010 | Insulation coordination for equipment within low-voltage systems - Part 3: Use of coating, potting or moulding for protection against pollution | 2016-04-20 | OJ C 249 - 08/07/2016 | - |  | - |  | -
2014/35/EU | Cenelec | EN 60664-4:2006, EN 60664-4:2006/AC:2006 | Insulation coordination for equipment within low-voltage systems - Part 4: Consideration of high-frequency voltage stress | 2016-04-20 | OJ C 249 - 08/07/2016 | - |  | - |  | -
2014/35/EU | Cenelec | EN 60669-1:1999, EN 60669-1:1999/A1:2002, EN 60669-1:1999/A2:2008 | Switches for household and similar fixed-electrical installations - Part 1: General requirements | 2016-04-20 | OJ C 249 - 08/07/2016 | - |  | - | 2019-02-16 | OJ C 326 - 14/09/2018
2014/35/EU | Cenelec | EN 60669-1:2018 | Switches for household and similar fixed electrical installations - Part 1: General requirements | 2018-09-14 | OJ C 326 - 14/09/2018 | - |  | - | 2021-02-03 | OJ L 250 - 03/08/2020
2014/35/EU | Cenelec | EN 60669-1:2018, EN 60669-1:2018/AC:2018-11 | Switches for household and similar fixed electrical installations - Part 1: General requirements | 2020-08-03 | OJ L 250 - 03/08/2020 | - |  | - | 2021-05-30 | OJ L 399 - 30/11/2020
2014/35/EU | Cenelec | EN 60669-1:2018, EN 60669-1:2018/AC:2018-11, EN 60669-1:2018/AC:2020-02 | Switches for household and similar fixed electrical installations - Part 1: General requirements | 2020-11-30 | OJ L 399 - 30/11/2020 | - |  | - |  | -
2014/35/EU | Cenelec | EN 60669-2-1:2004, EN 60669-2-1:2004/A1:2009, EN 60669-2-1:2004/A12:2010, EN 60669-2-1:2004/AC:2007 | Switches for household and similar fixed electrical installations - Part 2-1: Particular requirements - Electronic switches | 2016-04-20 | OJ C 249 - 08/07/2016 | - |  | - |  | -
2014/35/EU | Cenelec | EN 60669-2-2:2006 | Switches for household and similar fixed electrical installations - Part 2-2: Particular requirements - Electromagnetic remote-control switches (RCS) | 2016-04-20 | OJ C 249 - 08/07/2016 | - |  | - |  | -
2014/35/EU | Cenelec | EN 60669-2-3:2006 | Switches for household and similar fixed electrical installations - Part 2-3: Particular requirements - Time delay switches (TDS) | 2016-04-20 | OJ C 249 - 08/07/2016 | - |  | - |  | -
2014/35/EU | Cenelec | EN 60669-2-4:2005 | Switches for household and similar fixed electrical installations - Part 2-4: Particular requirements - Isolating switches | 2016-04-20 | OJ C 249 - 08/07/2016 | - |  | - |  | -
2014/35/EU | Cenelec | EN 60669-2-6:2012 | Switches for household and similar fixed electrical installations - Part 2-6: Particular requirements - Fireman's switches for exterior and interior signs and luminaires | 2016-04-20 | OJ C 249 - 08/07/2016 | - |  | - |  | -
2014/35/EU | Cenelec | EN 60670-1:2005, EN 60670-1:2005/A1:2013, EN 60670-1:2005/AC:2007, EN 60670-1:2005/AC:2010 | Boxes and enclosures for electrical accessories for household and similar fixed electrical installations - Part 1: General requirements | 2016-04-20 | OJ C 249 - 08/07/2016 | - |  | - | 2023-06-21 | OJ L 457 - 21/12/2021
2014/35/EU | Cenelec | EN IEC 60670-1:2021, EN IEC 60670-1:2021/A11:2021 | Boxes and enclosures for electrical accessories for household and similar fixed electrical installations - Part 1: General requirements | 2021-12-21 | OJ L 457 - 21/12/2021 | - |  | - |  | -
2014/35/EU | Cenelec | EN 60670-21:2007 | Boxes and enclosures for electrical accessories for household and similar fixed electrical installations - Part 21: Particular requirements for boxes and enclosures with provision for suspension means | 2016-04-20 | OJ C 249 - 08/07/2016 | - |  | - | 2025-10-24 | OJ L, 2024/1198 - 23/04/2024
2014/35/EU | Cenelec | EN 60670-21:2007, EN 60670-21:2007/A11:2023 | Boxes and enclosures for electrical accessories for household and similar fixed electrical installations - Part 21: Particular requirements for boxes and enclosures with provision for suspension means | 2024-04-24 | OJ L, 2024/1198 - 23/04/2024 | - |  | - | 2026-04-30 | OJ L, 2024/2764 - 31/10/2024
2014/35/EU | Cenelec | EN 60670-21:2007, EN 60670-21:2007/A11:2023, EN 60670-21:2007/A1:2023 | Boxes and enclosures for electrical accessories for household and similar fixed electrical installations - Part 21: Particular requirements for boxes and enclosures with provision for suspension means | 2024-10-31 | OJ L, 2024/2764 - 31/10/2024 | - |  | - |  | -
2014/35/EU | Cenelec | EN 60670-22:2006 | Boxes and enclosures for electrical accessories for household and similar fixed electrical installations - Part 22: Particular requirements for connecting boxes and enclosures | 2016-04-20 | OJ C 249 - 08/07/2016 | - |  | - |  | -
2014/35/EU | Cenelec | EN 60670-23:2008 | Boxes and enclosures for electrical accessories for household and similar fixed electrical installations - Part 23: Particular requirements for floor boxes and enclosures | 2016-04-20 | OJ C 249 - 08/07/2016 | - |  | - | 2025-10-24 | OJ L, 2024/1198 - 23/04/2024
2014/35/EU | Cenelec | EN 60670-23:2008, EN 60670-23:2008/A11:2023 | Boxes and enclosures for electrical accessories for household and similar fixed electrical installations - Part 23: Particular requirements for floor boxes and enclosures | 2024-04-24 | OJ L, 2024/1198 - 23/04/2024 | - |  | - |  | -
2014/35/EU | Cenelec | EN 60670-24:2013 | Boxes and enclosures for electrical accessories for household and similar fixed electrical installations - Part 24: Particular requirements for enclosures for housing protective devices and other power dissipating electrical equipment | 2016-04-20 | OJ C 249 - 08/07/2016 | - |  | - | 2025-10-24 | OJ L, 2024/1198 - 23/04/2024
2014/35/EU | Cenelec | EN 60670-24:2013, EN 60670-24:2013/A11:2023 | Boxes and enclosures for electrical accessories for household and similar fixed electrical installations - Part 24: Particular requirements for enclosures for housing protective devices and other power dissipating electrical equipment | 2024-04-24 | OJ L, 2024/1198 - 23/04/2024 | - |  | - |  | -
2014/35/EU | Cenelec | EN 60688:2013 | Electrical measuring transducers for converting A.C. and D.C. electrical quantities to analogue or digital signals | 2016-04-20 | OJ C 249 - 08/07/2016 | - |  | - |  | -
2014/35/EU | Cenelec | EN 60691:2003, EN 60691:2003/A1:2007, EN 60691:2003/A2:2010 | Thermal-links - Requirements and application guide | 2016-04-20 | OJ C 249 - 08/07/2016 | - |  | - | 2022-02-03 | OJ L 250 - 03/08/2020
2014/35/EU | Cenelec | EN 60691:2016, EN 60691:2016/A1:2019 | Thermal-links - Requirements and application guide | 2020-08-03 | OJ L 250 - 03/08/2020 | - |  | - |  | -
2014/35/EU | Cenelec | EN 60695-2-10:2001 | Fire hazard testing - Part 2-10: Glowing/hot-wire based test methods - Glow-wire apparatus and common test procedure | 2016-04-20 | OJ C 249 - 08/07/2016 | - |  | - | 2016-07-08 | OJ C 249 - 08/07/2016
2014/35/EU | Cenelec | EN 60695-2-10:2013 | Fire hazard testing - Part 2-10: Glowing/hot-wire based test methods - Glow-wire apparatus and common test procedure | 2016-04-20 | OJ C 249 - 08/07/2016 | - |  | - |  | -
2014/35/EU | Cenelec | EN 60695-2-11:2001 | Fire hazard testing - Part 2-11: Glowing/hot-wire based test methods - Glow-wire flammability test method for end-products | 2016-04-20 | OJ C 249 - 08/07/2016 | - |  | - | 2017-03-13 | OJ C 249 - 08/07/2016
2014/35/EU | Cenelec | EN 60695-2-11:2014 | Fire hazard testing - Part 2-11: Glowing/hot-wire based test methods - Glow-wire flammability test method for end-products (GWEPT) (IEC 60695-2-11:2014) | 2016-04-20 | OJ C 249 - 08/07/2016 | - |  | - |  | -
2014/35/EU | Cenelec | EN 60695-10-2:2003 | Fire hazard testing - Part 10-2: Abnormal heat - Ball pressure test | 2016-04-20 | OJ C 249 - 08/07/2016 | - |  | - | 2017-03-26 | OJ C 249 - 08/07/2016
2014/35/EU | Cenelec | EN 60695-10-2:2014 | Fire hazard testing - Part 10-2: Abnormal heat - Ball pressure test method | 2016-04-20 | OJ C 249 - 08/07/2016 | - |  | - |  | -
2014/35/EU | Cenelec | EN 60695-10-3:2002 | Fire hazard testing - Part 10-3: Abnormal heat - Mould stress relief distortion test | 2016-04-20 | OJ C 249 - 08/07/2016 | - |  | - |  | -
2014/35/EU | Cenelec | EN 60695-11-2:2003 | Fire hazard testing - Part 11-2: Test flames - 1 kW nominal pre-mixed flame - Apparatus, confirmatory test arrangement and guidance | 2016-04-20 | OJ C 249 - 08/07/2016 | - |  | - | 2017-01-14 | OJ C 249 - 08/07/2016
2014/35/EU | Cenelec | EN 60695-11-2:2014 | Fire hazard testing - Part 11-2: Test flames - 1 kW nominal pre-mixed flame: Apparatus, confirmatory test arrangement and guidance | 2016-04-20 | OJ C 249 - 08/07/2016 | - |  | - |  | -
2014/35/EU | Cenelec | EN 60695-11-3:2012 | Fire hazard testing - Part 11-3: Test flames - 500 W flames - Apparatus and confirmational test methods | 2016-04-20 | OJ C 249 - 08/07/2016 | - |  | - |  | -
2014/35/EU | Cenelec | EN 60695-11-4:2011 | Fire hazard testing - Part 11-4: Test flames - 50 W flame - Apparatus and confirmational test method | 2016-04-20 | OJ C 249 - 08/07/2016 | - |  | - |  | -
2014/35/EU | Cenelec | EN 60695-11-5:2005 | Fire hazard testing - Part 11-5: Test flames - Needle-flame test method - Apparatus, confirmatory test arrangement and guidance | 2016-04-20 | OJ C 249 - 08/07/2016 | - |  | - |  | -
2014/35/EU | Cenelec | EN 60695-11-10:1999, EN 60695-11-10:1999/A1:2003 | Fire hazard testing - Part 11-10: Test flames - 50 W horizontal and vertical flame test methods | 2016-04-20 | OJ C 249 - 08/07/2016 | - |  | - | 2016-07-08 | OJ C 249 - 08/07/2016
2014/35/EU | Cenelec | EN 60695-11-10:2013, EN 60695-11-10:2013/AC:2014 | Fire hazard testing - Part 11-10: Test flames - 50 W horizontal and vertical flame test methods | 2016-04-20 | OJ C 249 - 08/07/2016 | - |  | - |  | -
2014/35/EU | Cenelec | EN 60695-11-20:1999, EN 60695-11-20:1999/A1:2003 | Fire hazard testing - Part 11-20: Test flames - 500 W flame test methods | 2016-04-20 | OJ C 249 - 08/07/2016 | - |  | - | 2018-05-27 | OJ C 249 - 08/07/2016
2014/35/EU | Cenelec | EN 60695-11-20:2015, EN 60695-11-20:2015/AC:2016 | Fire hazard testing - Part 11-20: Test flames - 500 W flame test method | 2016-04-20 | OJ C 249 - 08/07/2016 | - |  | - |  | -
2014/35/EU | Cenelec | EN 60702-1:2002, EN 60702-1:2002/A1:2015 | Mineral insulated cables and their terminations with a rated voltage not exceeding 750 V - Part 1: Cables | 2016-04-20 | OJ C 249 - 08/07/2016 | - |  | - |  | -
2014/35/EU | Cenelec | EN 60702-2:2002, EN 60702-2:2002/A1:2015 | Mineral insulated cables and their terminations with a rated voltage not exceeding 750 V - Part 2: Terminations | 2016-04-20 | OJ C 249 - 08/07/2016 | - |  | - |  | -
2014/35/EU | Cenelec | EN 60715:2001 | Dimensions of low-voltage switchgear and controlgear - Standardized mounting on rails for mechanical support of electrical devices in switchgear and controlgear installations | 2016-04-20 | OJ C 249 - 08/07/2016 | - |  | - | 2021-05-27 | OJ L 306 - 27/11/2019
2014/35/EU | Cenelec | EN 60715:2017 | Dimensions of low-voltage switchgear and controlgear - Standardized mounting on rails for mechanical support of switchgear, controlgear and accessories | 2019-11-27 | OJ L 306 - 27/11/2019 | - |  | - |  | -
2014/35/EU | Cenelec | EN 60719:1993 | Calculation of the lower and upper limits for the average outer dimensions of cables with circular copper conductors and of rated voltages up to and including 450/750 V | 2016-04-20 | OJ C 249 - 08/07/2016 | - |  | - |  | -
2014/35/EU | Cenelec | EN 60728-11:2010 | Cable networks for television signals, sound signals and interactive services - Part 11: Safety | 2016-04-20 | OJ C 249 - 08/07/2016 | - |  | - | 2022-02-03 | OJ L 250 - 03/08/2020
2014/35/EU | Cenelec | EN 60728-11:2017, EN 60728-11:2017/A11:2018 | Cable networks for television signals, sound signals and interactive services - Part 11: Safety | 2020-08-03 | OJ L 250 - 03/08/2020 | - |  | - |  | -
2014/35/EU | Cenelec | EN 60730-1:2011 | Automatic electrical controls for household and similar use - Part 1: General requirements | 2016-04-20 | OJ C 249 - 08/07/2016 | - |  | - |  | -
2014/35/EU | Cenelec | EN 60730-2-2:2002, EN 60730-2-2:2002/A11:2005, EN 60730-2-2:2002/A1:2006 | Automatic electrical controls for household and similar use - Part 2-2: Particular requirements for thermal motor protectors | 2016-04-20 | OJ C 249 - 08/07/2016 | - |  | - |  | -
2014/35/EU | Cenelec | EN 60730-2-3:2007 | Automatic electrical controls for household and similar use - Part 2-3: Particular requirements for thermal protectors for ballasts for tubular fluorescent lamps | 2016-04-20 | OJ C 249 - 08/07/2016 | - |  | - |  | -
2014/35/EU | Cenelec | EN 60730-2-4:2007 | Automatic electrical controls for household and similar use - Part 2-4: Particular requirements for thermal motor protectors for motor-compressors of hermetic and semi-hermetic type | 2016-04-20 | OJ C 249 - 08/07/2016 | - |  | - |  | -
2014/35/EU | Cenelec | EN 60730-2-5:2002, EN 60730-2-5:2002/A1:2004, EN 60730-2-5:2002/A2:2010, EN 60730-2-5:2002/A11:2005 | Automatic electrical controls for household and similar use - Part 2-5: Particular requirements for automatic electrical burner control systems | 2016-04-20 | OJ C 249 - 08/07/2016 | - |  | - | 2017-11-17 | OJ C 249 - 08/07/2016
2014/35/EU | Cenelec | EN 60730-2-5:2015 | Automatic electrical controls - Part 2-5: Particular requirements for automatic electrical burner control systems | 2016-04-20 | OJ C 249 - 08/07/2016 | - |  | - |  | -
2014/35/EU | Cenelec | EN 60730-2-6:2008 | Automatic electrical controls for household and similar use - Part 2-6: Particular requirements for automatic electrical pressure sensing controls including mechanical requirements | 2016-04-20 | OJ C 249 - 08/07/2016 | - |  | - | 2019-02-26 | OJ C 249 - 08/07/2016
2014/35/EU | Cenelec | EN 60730-2-6:2016 | Automatic electrical controls - Part 2-6: Particular requirements for automatic electrical pressure sensing controls including mechanical requirements | 2016-04-20 | OJ C 249 - 08/07/2016 | - |  | - |  | -
2014/35/EU | Cenelec | EN 60730-2-7:2010, EN 60730-2-7:2010/AC:2011 | Automatic electrical controls for household and similar use - Part 2-7: Particular requirements for timers and time switches | 2016-04-20 | OJ C 249 - 08/07/2016 | - |  | - |  | -
2014/35/EU | Cenelec | EN 60730-2-8:2002, EN 60730-2-8:2002/A1:2003 | Automatic electrical controls for household and similar use - Part 2-8: Particular requirements for electrically operated water valves, including mechanical requirements | 2016-04-20 | OJ C 249 - 08/07/2016 | - |  | - |  | -
2014/35/EU | Cenelec | EN 60730-2-9:2010 | Automatic electrical controls for household and similar use - Part 2-9: Particular requirements for temperature sensing controls | 2016-04-20 | OJ C 249 - 08/07/2016 | - |  | - |  | -
2014/35/EU | Cenelec | EN 60730-2-10:2007 | Automatic electrical controls for household and similar use - Part 2-10: Particular requirements for motor-starting relays | 2016-04-20 | OJ C 249 - 08/07/2016 | - |  | - |  | -
2014/35/EU | Cenelec | EN 60730-2-11:2008 | Automatic electrical controls for household and similar use - Part 2-11: Particular requirements for energy regulators | 2016-04-20 | OJ C 249 - 08/07/2016 | - |  | - |  | -
2014/35/EU | Cenelec | EN 60730-2-12:2006, EN 60730-2-12:2006/A11:2008 | Automatic electrical controls for household and similar use - Part 2-12: Particular requirements for electrically operated door locks | 2016-04-20 | OJ C 249 - 08/07/2016 | - |  | - |  | -
2014/35/EU | Cenelec | EN 60730-2-13:2008 | Automatic electrical controls for household and similar use - Part 2-13: Particular requirements for humidity sensing controls | 2016-04-20 | OJ C 249 - 08/07/2016 | - |  | - |  | -
2014/35/EU | Cenelec | EN 60730-2-14:1997, EN 60730-2-14:1997/A11:2005, EN 60730-2-14:1997/A1:2001, EN 60730-2-14:1997/A2:2008 | Automatic electrical controls for household and similar use - Part 2-14: Particular requirements for electric actuators | 2016-04-20 | OJ C 249 - 08/07/2016 | - |  | - |  | -
2014/35/EU | Cenelec | EN 60730-2-15:2010 | Automatic electrical controls for household and similar use - Part 2-15: Particular requirements for automatic electrical air flow, water flow and water level sensing controls | 2016-04-20 | OJ C 249 - 08/07/2016 | - |  | - |  | -
2014/35/EU | Cenelec | EN 60730-2-19:2002, EN 60730-2-19:2002/A11:2005, EN 60730-2-19:2002/A2:2008 | Automatic electrical controls for household and similar use - Part 2-19: Particular requirements for electrically operated oil valves, including mechanical requirements | 2016-04-20 | OJ C 249 - 08/07/2016 | - |  | - |  | -
2014/35/EU | Cenelec | EN 60754-1:2014 | Test on gases evolved during combustion of materials from cables - Part 1: Determination of the halogen acid gas content | 2016-04-20 | OJ C 249 - 08/07/2016 | - |  | - | 2025-06-13 | OJ L, 2023/2723 - 13/12/2023
2014/35/EU | Cenelec | EN 60754-2:2014 | Test on gases evolved during combustion of materials from cables - Part 2: Determination of acidity (by pH measurement) and conductivity | 2016-04-20 | OJ C 249 - 08/07/2016 | - |  | - | 2025-06-13 | OJ L, 2023/2723 - 13/12/2023
2014/35/EU | Cenelec | EN 60799:1998 | Electrical accessories - Cord sets and interconnection cord sets | 2016-04-20 | OJ C 249 - 08/07/2016 | - |  | - |  | -
2014/35/EU | Cenelec | EN 60811-100:2012 | Electric and optical fibre cables - Test methods for non-metallic materials - Part 100: General | 2016-04-20 | OJ C 249 - 08/07/2016 | - |  | - | 2025-06-13 | OJ L, 2023/2723 - 13/12/2023
2014/35/EU | Cenelec | EN 60811-201:2012 | Electric and optical fibre cables - Test methods for non-metallic materials - Part 201: General tests - Measurement of insulation thickness | 2016-04-20 | OJ C 249 - 08/07/2016 | - |  | - | 2025-06-13 | OJ L, 2023/2723 - 13/12/2023
2014/35/EU | Cenelec | EN 60811-202:2012 | Electric and optical fibre cables - Test methods for non-metallic materials - Part 202: General tests - Measurement of thickness of non-metallic sheath | 2016-04-20 | OJ C 249 - 08/07/2016 | - |  | - | 2025-06-13 | OJ L, 2023/2723 - 13/12/2023
2014/35/EU | Cenelec | EN 60811-203:2012 | Electric and optical fibre cables - Test methods for non-metallic materials - Part 203: General tests - Measurement of overall dimensions | 2016-04-20 | OJ C 249 - 08/07/2016 | - |  | - | 2025-06-13 | OJ L, 2023/2723 - 13/12/2023
2014/35/EU | Cenelec | EN 60811-301:2012 | Electric and optical fibre cables - Test methods for non-metallic materials - Part 301: Electrical tests - Measurement of the permittivity at 23 °C of filling compounds | 2016-04-20 | OJ C 249 - 08/07/2016 | - |  | - | 2025-06-13 | OJ L, 2023/2723 - 13/12/2023
2014/35/EU | Cenelec | EN 60811-302:2012 | Electric and optical fibre cables - Test methods for non-metallic materials - Part 302: Electrical tests - Measurement of the d.c. resistivity at 23 °C and 100 °C of filling compounds | 2016-04-20 | OJ C 249 - 08/07/2016 | - |  | - | 2025-06-13 | OJ L, 2023/2723 - 13/12/2023
2014/35/EU | Cenelec | EN 60811-401:2012 | Electric and optical fibre cables - Test methods for non-metallic materials - Part 401: Miscellaneous tests - Thermal ageing methods - Ageing in an air oven | 2016-04-20 | OJ C 249 - 08/07/2016 | - |  | - | 2025-06-13 | OJ L, 2023/2723 - 13/12/2023
2014/35/EU | Cenelec | EN 60811-402:2012 | Electric and optical fibre cables - Test methods for non-metallic materials - Part 402: Miscellaneous tests - Water absorption tests | 2016-04-20 | OJ C 249 - 08/07/2016 | - |  | - | 2025-06-13 | OJ L, 2023/2723 - 13/12/2023
2014/35/EU | Cenelec | EN 60811-403:2012 | Electric and optical fibre cables - Test methods for non-metallic materials - Part 403: Miscellaneous tests - Ozone resistance test on cross-linked compounds | 2016-04-20 | OJ C 249 - 08/07/2016 | - |  | - | 2025-06-13 | OJ L, 2023/2723 - 13/12/2023
2014/35/EU | Cenelec | EN 60811-404:2012 | Electric and optical fibre cables - Test methods for non-metallic materials - Part 404: Miscellaneous tests - Mineral oil immersion tests for sheaths | 2016-04-20 | OJ C 249 - 08/07/2016 | - |  | - | 2025-06-13 | OJ L, 2023/2723 - 13/12/2023
2014/35/EU | Cenelec | EN 60811-405:2012 | Electric and optical fibre cables - Test methods for non-metallic materials - Part 405: Miscellaneous tests - Thermal stability test for PVC insulations and PVC sheaths | 2016-04-20 | OJ C 249 - 08/07/2016 | - |  | - | 2025-06-13 | OJ L, 2023/2723 - 13/12/2023
2014/35/EU | Cenelec | EN 60811-406:2012 | Electric and optical fibre cables - Test methods for non-metallic materials - Part 406: Miscellaneous tests - Resistance to stress cracking of polyethylene and polypropylene compounds | 2016-04-20 | OJ C 249 - 08/07/2016 | - |  | - | 2025-06-13 | OJ L, 2023/2723 - 13/12/2023
2014/35/EU | Cenelec | EN 60811-407:2012 | Electric and optical fibre cables - Test methods for non-metallic materials - Part 407: Miscellaneous tests - Measurement of mass increase of polyethylene and polypropylene compounds | 2016-04-20 | OJ C 249 - 08/07/2016 | - |  | - | 2025-06-13 | OJ L, 2023/2723 - 13/12/2023
2014/35/EU | Cenelec | EN 60811-408:2012 | Electric and optical fibre cables - Test methods for non-metallic materials - Part 408: Miscellaneous tests - Long-term stability test of polyethylene and polypropylene compounds | 2016-04-20 | OJ C 249 - 08/07/2016 | - |  | - | 2025-06-13 | OJ L, 2023/2723 - 13/12/2023
2014/35/EU | Cenelec | EN 60811-409:2012 | Electric and optical fibre cables - Test methods for non-metallic materials - Part 409: Miscellaneous tests - Loss of mass test for thermoplastic insulations and sheaths | 2016-04-20 | OJ C 249 - 08/07/2016 | - |  | - | 2025-06-13 | OJ L, 2023/2723 - 13/12/2023
2014/35/EU | Cenelec | EN 60811-410:2012 | Electric and optical fibre cables - Test methods for non-metallic materials - Part 410: Miscellaneous tests - Test method for copper-catalyzed oxidative degradation of polyolefin insulated conductors | 2016-04-20 | OJ C 249 - 08/07/2016 | - |  | - | 2025-06-13 | OJ L, 2023/2723 - 13/12/2023
2014/35/EU | Cenelec | EN 60811-411:2012 | Electric and optical fibre cables - Test methods for non-metallic materials - Part 411: Miscellaneous tests - Low-temperature brittleness of filling compounds | 2016-04-20 | OJ C 249 - 08/07/2016 | - |  | - | 2025-06-13 | OJ L, 2023/2723 - 13/12/2023
2014/35/EU | Cenelec | EN 60811-412:2012 | Electric and optical fibre cables - Test methods for non-metallic materials - Part 412: Miscellaneous tests - Thermal ageing methods - Ageing in an air bomb | 2016-04-20 | OJ C 249 - 08/07/2016 | - |  | - | 2025-06-13 | OJ L, 2023/2723 - 13/12/2023
2014/35/EU | Cenelec | EN 60811-501:2012 | Electric and optical fibre cables - Test methods for non-metallic materials - Part 501: Mechanical tests - Tests for determining the mechanical properties of insulating and sheathing compounds | 2016-04-20 | OJ C 249 - 08/07/2016 | - |  | - | 2025-06-13 | OJ L, 2023/2723 - 13/12/2023
2014/35/EU | Cenelec | EN 60811-502:2012 | Electric and optical fibre cables - Test methods for non-metallic materials - Part 502: Mechanical tests - Shrinkage test for insulations | 2016-04-20 | OJ C 249 - 08/07/2016 | - |  | - | 2025-06-13 | OJ L, 2023/2723 - 13/12/2023
2014/35/EU | Cenelec | EN 60811-503:2012 | Electric and optical fibre cables - Test methods for non-metallic materials - Part 503: Mechanical tests - Shrinkage test for sheaths | 2016-04-20 | OJ C 249 - 08/07/2016 | - |  | - | 2025-06-13 | OJ L, 2023/2723 - 13/12/2023
2014/35/EU | Cenelec | EN 60811-504:2012 | Electric and optical fibre cables - Test methods for non-metallic materials - Part 504: Mechanical tests - Bending tests at low temperature for insulation and sheaths | 2016-04-20 | OJ C 249 - 08/07/2016 | - |  | - | 2025-06-13 | OJ L, 2023/2723 - 13/12/2023
2014/35/EU | Cenelec | EN 60811-505:2012 | Electric and optical fibre cables - Test methods for non-metallic materials - Part 505: Mechanical tests - Elongation at low temperature for insulations and sheaths | 2016-04-20 | OJ C 249 - 08/07/2016 | - |  | - | 2025-06-13 | OJ L, 2023/2723 - 13/12/2023
2014/35/EU | Cenelec | EN 60811-506:2012 | Electric and optical fibre cables - Test methods for non-metallic materials - Part 506: Mechanical tests - Impact test at low temperature for insulations and sheaths | 2016-04-20 | OJ C 249 - 08/07/2016 | - |  | - | 2025-06-13 | OJ L, 2023/2723 - 13/12/2023
2014/35/EU | Cenelec | EN 60811-507:2012 | Electric and optical fibre cables - Test methods for non-metallic materials - Part 507: Mechanical tests - Hot set test for cross-linked materials | 2016-04-20 | OJ C 249 - 08/07/2016 | - |  | - | 2025-06-13 | OJ L, 2023/2723 - 13/12/2023
2014/35/EU | Cenelec | EN 60811-508:2012 | Electric and optical fibre cables - Test methods for non-metallic materials - Part 508: Mechanical tests - Pressure test at high temperature for insulation and sheaths | 2016-04-20 | OJ C 249 - 08/07/2016 | - |  | - | 2025-06-13 | OJ L, 2023/2723 - 13/12/2023
2014/35/EU | Cenelec | EN 60811-509:2012 | Electric and optical fibre cables - Test methods for non-metallic materials - Part 509: Mechanical tests - Test for resistance of insulations and sheaths to cracking (heat shock test) | 2016-04-20 | OJ C 249 - 08/07/2016 | - |  | - | 2025-06-13 | OJ L, 2023/2723 - 13/12/2023
2014/35/EU | Cenelec | EN 60811-510:2012 | Electric and optical fibre cables - Test methods for non-metallic materials - Part 510: Mechanical tests - Methods specific to polyethylene and polypropylene compounds - Wrapping test after thermal ageing in air | 2016-04-20 | OJ C 249 - 08/07/2016 | - |  | - | 2025-06-13 | OJ L, 2023/2723 - 13/12/2023
2014/35/EU | Cenelec | EN 60811-511:2012 | Electric and optical fibre cables - Test methods for non-metallic materials - Part 511: Mechanical tests - Measurement of the melt flow index of polyethylene compounds | 2016-04-20 | OJ C 249 - 08/07/2016 | - |  | - | 2025-06-13 | OJ L, 2023/2723 - 13/12/2023
2014/35/EU | Cenelec | EN 60811-512:2012 | Electric and optical fibre cables - Test methods for non-metallic materials - Part 512: Mechanical tests - Methods specific to polyethylene and polypropylene compounds - Tensile strength and elongation at break after conditioning at elevated temperature | 2016-04-20 | OJ C 249 - 08/07/2016 | - |  | - | 2025-06-13 | OJ L, 2023/2723 - 13/12/2023
2014/35/EU | Cenelec | EN 60811-513:2012 | Electric and optical fibre cables - Test methods for non-metallic materials - Part 513: Mechanical tests - Methods specific to polyethylene and polypropylene compounds - Wrapping test after conditioning | 2016-04-20 | OJ C 249 - 08/07/2016 | - |  | - | 2025-06-13 | OJ L, 2023/2723 - 13/12/2023
2014/35/EU | Cenelec | EN 60811-601:2012 | Electric and optical fibre cables - Test methods for non-metallic materials - Part 601: Physical tests - Measurement of the drop point of filling compounds | 2016-04-20 | OJ C 249 - 08/07/2016 | - |  | - | 2025-06-13 | OJ L, 2023/2723 - 13/12/2023
2014/35/EU | Cenelec | EN 60811-602:2012 | Electric and optical fibre cables - Test methods for non-metallic materials - Part 602: Physical tests - Separation of oil in filling compounds | 2016-04-20 | OJ C 249 - 08/07/2016 | - |  | - | 2025-06-13 | OJ L, 2023/2723 - 13/12/2023
2014/35/EU | Cenelec | EN 60811-603:2012 | Electric and optical fibre cables - Test methods for non-metallic materials - Part 603: Physical tests - Measurement of total acid number of filling compounds | 2016-04-20 | OJ C 249 - 08/07/2016 | - |  | - | 2025-06-13 | OJ L, 2023/2723 - 13/12/2023
2014/35/EU | Cenelec | EN 60811-604:2012 | Electric and optical fibre cables - Test methods for non-metallic materials - Part 604: Physical tests - Measurement of absence of corrosive components in filling compounds | 2016-04-20 | OJ C 249 - 08/07/2016 | - |  | - | 2025-06-13 | OJ L, 2023/2723 - 13/12/2023
2014/35/EU | Cenelec | EN 60811-605:2012 | Electric and optical fibre cables - Test methods for non-metallic materials - Part 605: Physical tests - Measurement of carbon black and/or mineral filler in polyethylene compounds | 2016-04-20 | OJ C 249 - 08/07/2016 | - |  | - | 2025-06-13 | OJ L, 2023/2723 - 13/12/2023
2014/35/EU | Cenelec | EN 60811-606:2012 | Electric and optical fibre cables - Test methods for non-metallic materials - Part 606: Physical tests - Methods for determining the density | 2016-04-20 | OJ C 249 - 08/07/2016 | - |  | - | 2025-06-13 | OJ L, 2023/2723 - 13/12/2023
2014/35/EU | Cenelec | EN 60811-607:2012 | Electric and optical fibre cables - Test methods for non-metallic materials - Part 607: Physical tests - Test for the assessment of carbon black dispersion in polyethylene and polypropylene | 2016-04-20 | OJ C 249 - 08/07/2016 | - |  | - | 2025-06-13 | OJ L, 2023/2723 - 13/12/2023
2014/35/EU | Cenelec | EN 60825-1:2007 | Safety of laser products - Part 1: Equipment classification and requirements | 2016-04-20 | OJ C 249 - 08/07/2016 | - |  | - | 2017-06-19 | OJ C 249 - 08/07/2016
2014/35/EU | Cenelec | EN 60825-1:2014 | Safety of laser products - Part 1: Equipment classification and requirements | 2016-04-20 | OJ C 249 - 08/07/2016 | - |  | - | 2023-06-21 | OJ L 457 - 21/12/2021
2014/35/EU | Cenelec | EN 60825-1:2014, EN 60825-1:2014/A11:2021 | Safety of laser products - Part 1: Equipment classification and requirements | 2021-12-21 | OJ L 457 - 21/12/2021 | - |  | - |  | -
2014/35/EU | Cenelec | EN 60825-2:2004, EN 60825-2:2004/A1:2007, EN 60825-2:2004/A2:2010 | Safety of laser products - Part 2: Safety of optical fibre communication systems (OFCS) | 2016-04-20 | OJ C 249 - 08/07/2016 | - |  | - |  | -
2014/35/EU | Cenelec | EN 60825-4:2006, EN 60825-4:2006/A1:2008, EN 60825-4:2006/A2:2011 | Safety of laser products - Part 4: Laser guards | 2016-04-20 | OJ C 249 - 08/07/2016 | - |  | - |  | -
2014/35/EU | Cenelec | EN 60825-12:2004 | Safety of laser products - Part 12: Safety of free space optical communication systems used for transmission of information | 2016-04-20 | OJ C 249 - 08/07/2016 | - |  | - |  | -
2014/35/EU | Cenelec | EN 60831-1:1996, EN 60831-1:1996/A1:2003 | Shunt power capacitors of the self-healing type for a.c. systems having a rated voltage up to and including 1 kV - Part 1: General - Performance, testing and rating - Safety requirements - Guide for installation and operation | 2016-04-20 | OJ C 249 - 08/07/2016 | - |  | - | 2017-03-18 | OJ C 249 - 08/07/2016
2014/35/EU | Cenelec | EN 60831-1:2014, EN 60831-1:2014/AC:2014 | Shunt power capacitors of the self-healing type for a.c. systems having a rated voltage up to and including 1 000 V - Part 1: General - Performance, testing and rating - Safety requirements - Guide for installation and operation | 2016-04-20 | OJ C 249 - 08/07/2016 | - |  | - |  | -
2014/35/EU | Cenelec | EN 60831-2:1996 | Shunt power capacitors of the self-healing type for a.c. systems having a rated voltage up to and including 1 kV - Part 2: Ageing test, self-healing test and destruction test | 2016-04-20 | OJ C 249 - 08/07/2016 | - |  | - | 2017-03-19 | OJ C 249 - 08/07/2016
2014/35/EU | Cenelec | EN 60831-2:2014 | Shunt power capacitors of the self-healing type for a.c. systems having a rated voltage up to and including 1 000 V - Part 2: Ageing test, self-healing test and destruction test | 2016-04-20 | OJ C 249 - 08/07/2016 | - |  | - |  | -
2014/35/EU | Cenelec | EN 60838-1:2004, EN 60838-1:2004/A1:2008, EN 60838-1:2004/A2:2011 | Miscellaneous lampholders - Part 1: General requirements and tests | 2016-04-20 | OJ C 249 - 08/07/2016 | - |  | - | 2023-06-21 | OJ L 457 - 21/12/2021
2014/35/EU | Cenelec | EN 60838-1:2017, EN 60838-1:2017/A1:2017, EN 60838-1:2017/A11:2021, EN 60838-1:2017/A2:2021 | Miscellaneous lampholders - Part 1: General requirements and tests | 2021-12-21 | OJ L 457 - 21/12/2021 | - |  | - |  | -
2014/35/EU | Cenelec | EN 60838-2-1:1996, EN 60838-2-1:1996/A1:1998, EN 60838-2-1:1996/A2:2004 | Miscellaneous lampholders - Part 2: Particular requirements - Section 1: Lampholders S14 | 2016-04-20 | OJ C 249 - 08/07/2016 | - |  | - |  | -
2014/35/EU | Cenelec | EN 60838-2-2:2006, EN 60838-2-2:2006/A1:2012 | Miscellaneous lampholders - Part 2-2: Particular requirements - Connectors for LED-modules | 2016-04-20 | OJ C 249 - 08/07/2016 | - |  | - |  | -
2014/35/EU | Cenelec | EN 60898-1:2003, EN 60898-1:2003/A1:2004, EN 60898-1:2003/A11:2005, EN 60898-1:2003/A13:2012, EN 60898-1:2003/AC:2004 | Electrical accessories - Circuit breakers for overcurrent protection for household and similar installations - Part 1: Circuit-breakers for a.c. operation | 2016-04-20 | OJ C 249 - 08/07/2016 | - |  | - | 2021-05-27 | OJ L 306 - 27/11/2019
2014/35/EU | Cenelec | EN 60898-1:2019 | Electrical accessories - Circuit-breakers for overcurrent protection for household and similar installations - Part 1: Circuit-breakers for a.c. operation | 2019-11-27 | OJ L 306 - 27/11/2019 | - |  | - |  | -
2014/35/EU | Cenelec | EN 60898-2:2006 | Electrical accessories - Circuit-breakers for overcurrent protection for household and similar installations - Part 2: Circuit-breakers for a.c. and d.c. operation | 2016-04-20 | OJ C 249 - 08/07/2016 | - |  | - | 2023-09-10 | OJ L 83 - 10/03/2022
2014/35/EU | Cenelec | EN 60898-2:2021 | Electrical accessories - Circuit-breakers for overcurrent protection for household and similar installations - Part 2: Circuit-breakers for a.c. and d.c. operation | 2022-03-10 | OJ L 83 - 10/03/2022 | - |  | - |  | -
2014/35/EU | Cenelec | EN 60931-1:1996, EN 60931-1:1996/A1:2003 | Shunt power capacitors of the non-self-healing type for a.c. systems having a rated voltage up to and including 1 kV - Part 1: General - Performance, testing and rating - Safety requirements - Guide for installation and operation | 2016-04-20 | OJ C 249 - 08/07/2016 | - |  | - |  | -
2014/35/EU | Cenelec | EN 60931-2:1996 | Shunt power capacitors of the non-self-healing type for a.c. systems having a rated voltage up to and including 1 kV - Part 2: Ageing test and destruction test | 2016-04-20 | OJ C 249 - 08/07/2016 | - |  | - |  | -
2014/35/EU | Cenelec | EN 60931-3:1996 | Shunt power capacitors of the non-self-healing type for a.c. systems having a rated voltage up to and including 1 kV - Part 3: Internal fuses | 2016-04-20 | OJ C 249 - 08/07/2016 | - |  | - |  | -
2014/35/EU | Cenelec | EN 60934:2001, EN 60934:2001/A1:2007, EN 60934:2001/A2:2013 | Circuit-breakers for equipment (CBE) | 2016-04-20 | OJ C 249 - 08/07/2016 | - |  | - | 2022-02-03 | OJ L 250 - 03/08/2020
2014/35/EU | Cenelec | EN IEC 60934:2019 | Circuit breakers for equipment (CBE) | 2020-08-03 | OJ L 250 - 03/08/2020 | - |  | - |  | -
2014/35/EU | Cenelec | EN 60947-1:2007, EN 60947-1:2007/A1:2011, EN 60947-1:2007/A2:2014 | Low-voltage switchgear and controlgear - Part 1: General rules | 2016-04-20 | OJ C 249 - 08/07/2016 | - |  | - |  | -
2014/35/EU | Cenelec | EN 60947-2:2006, EN 60947-2:2006/A1:2009, EN 60947-2:2006/A2:2013 | Low-voltage switchgear and controlgear - Part 2: Circuit-breakers | 2016-04-20 | OJ C 249 - 08/07/2016 | - |  | - | 2021-05-27 | OJ L 306 - 27/11/2019
2014/35/EU | Cenelec | EN 60947-2:2017 | Low-voltage switchgear and controlgear - Part 2: Circuit-breakers | 2019-11-27 | OJ L 306 - 27/11/2019 | - |  | - | 2022-05-30 | OJ L 399 - 30/11/2020
2014/35/EU | Cenelec | EN 60947-2:2017, EN 60947-2:2017/A1:2020 | Low-voltage switchgear and controlgear - Part 2: Circuit-breakers | 2020-11-30 | OJ L 399 - 30/11/2020 | - |  | - |  | -
2014/35/EU | Cenelec | EN 60947-3:2009, EN 60947-3:2009/A1:2012, EN 60947-3:2009/A2:2015 | Low-voltage switchgear and controlgear - Part 3: Switches, disconnectors, switch-disconnectors and fuse-combination units | 2016-04-20 | OJ C 249 - 08/07/2016 | - |  | - | 2023-06-21 | OJ L 457 - 21/12/2021
2014/35/EU | Cenelec | EN IEC 60947-3:2021 | Low-voltage switchgear and controlgear - Part 3: Switches, disconnectors, switch-disconnectors and fuse-combination units | 2021-12-21 | OJ L 457 - 21/12/2021 | - |  | - |  | -
2014/35/EU | Cenelec | EN 60947-4-1:2010, EN 60947-4-1:2010/A1:2012 | Low-voltage switchgear and controlgear - Part 4-1: Contactors and motor-starters - Electromechanical contactors and motor-starters | 2016-04-20 | OJ C 249 - 08/07/2016 | - |  | - | 2023-06-21 | OJ L 457 - 21/12/2021
2014/35/EU | Cenelec | EN IEC 60947-4-1:2019, EN IEC 60947-4-1:2019/AC:2020-05 | Low-voltage switchgear and controlgear - Part 4-1: Contactors and motor-starters - Electromechanical contactors and motor-starters | 2021-12-21 | OJ L 457 - 21/12/2021 | - |  | - |  | -
2014/35/EU | Cenelec | EN 60947-4-2:2012 | Low-voltage switchgear and controlgear - Part 4-2: Contactors and motor-starters - AC semiconductor motor controllers and starters | 2016-04-20 | OJ C 249 - 08/07/2016 | - |  | - |  | -
2014/35/EU | Cenelec | EN 60947-4-3:2000, EN 60947-4-3:2000/A1:2006, EN 60947-4-3:2000/A2:2011 | Low-voltage switchgear and controlgear - Part 4-3: Contactors and motor-starters - AC semiconductor controllers and contactors for non-motor loads | 2016-04-20 | OJ C 249 - 08/07/2016 | - |  | - | 2017-06-11 | OJ C 249 - 08/07/2016
2014/35/EU | Cenelec | EN 60947-4-3:2014 | Low-voltage switchgear and controlgear - Part 4-3: Contactors and motor-starters - AC semiconductor controllers and contactors for non-motor loads | 2016-04-20 | OJ C 249 - 08/07/2016 | - |  | - |  | -
2014/35/EU | Cenelec | EN 60947-5-1:2004, EN 60947-5-1:2004/A1:2009, EN 60947-5-1:2004/AC:2004, EN 60947-5-1:2004/AC:2005 | Low-voltage switchgear and controlgear - Part 5-1: Control circuit devices and switching elements - Electromechanical control circuit devices | 2016-04-20 | OJ C 249 - 08/07/2016 | - |  | - | 2021-05-27 | OJ L 306 - 27/11/2019
2014/35/EU | Cenelec | EN 60947-5-1:2017 | Low-voltage switchgear and controlgear - Part 5-1: Control circuit devices and switching elements - Electromechanical control circuit devices | 2019-11-27 | OJ L 306 - 27/11/2019 | - |  | - | 2021-12-22 | OJ L 222 - 22/06/2021
2014/35/EU | Cenelec | EN 60947-5-1:2017, EN 60947-5-1:2017/AC:2020-05 | Low-voltage switchgear and controlgear - Part 5-1: Control circuit devices and switching elements - Electromechanical control circuit devices | 2021-06-22 | OJ L 222 - 22/06/2021 | - |  | - |  | -
2014/35/EU | Cenelec | EN 60947-5-2:2007, EN 60947-5-2:2007/A1:2012 | Low-voltage switchgear and controlgear - Part 5-2: Control circuit devices and switching elements - Proximity switches | 2016-04-20 | OJ C 249 - 08/07/2016 | - |  | - | 2022-05-30 | OJ L 399 - 30/11/2020
2014/35/EU | Cenelec | EN IEC 60947-5-2:2020 | Low-voltage switchgear and controlgear - Part 5-2: Control circuit devices and switching elements - Proximity switches | 2020-11-30 | OJ L 399 - 30/11/2020 | - |  | - | 2025-10-24 | OJ L, 2024/1198 - 23/04/2024
2014/35/EU | Cenelec | EN 60947-5-3:1999, EN 60947-5-3:1999/A1:2005 | Low-voltage switchgear and controlgear - Part 5-3: Control circuit devices and switching elements - Requirements for proximity devices with defined behaviour under fault conditions (PDF) | 2016-04-20 | OJ C 249 - 08/07/2016 | - |  | - |  | -
2014/35/EU | Cenelec | EN 60947-5-4:2003 | Low-voltage switchgear and controlgear - Part 5-4: Control circuit devices and switching elements - Method of assessing the performance of low-energy contacts - Special tests | 2016-04-20 | OJ C 249 - 08/07/2016 | - |  | - | 2022-02-03 | OJ L 250 - 03/08/2020
2014/35/EU | Cenelec | EN 60947-5-4:2003, EN 60947-5-4:2003/A1:2019 | Low-voltage switchgear and controlgear - Part 5-4: Control circuit devices and switching elements - Method of assessing the performance of low-energy contacts - Special tests | 2020-08-03 | OJ L 250 - 03/08/2020 | - |  | - |  | -
2014/35/EU | Cenelec | EN 60947-5-5:1997, EN 60947-5-5:1997/A1:2005, EN 60947-5-5:1997/A11:2013 | Low-voltage switchgear and controlgear - Part 5-5: Control circuit devices and switching elements - Electrical emergency stop device with mechanical latching function | 2016-04-20 | OJ C 249 - 08/07/2016 | - |  | - | 2021-05-27 | OJ L 306 - 27/11/2019
2014/35/EU | Cenelec | EN 60947-5-5:1997, EN 60947-5-5:1997/A1:2005, EN 60947-5-5:1997/A11:2013, EN 60947-5-5:1997/A2:2017 | Low-voltage switchgear and controlgear - Part 5-5: Control circuit devices and switching elements - Electrical emergency stop device with mechanical latching function | 2019-11-27 | OJ L 306 - 27/11/2019 | - |  | - |  | -
2014/35/EU | Cenelec | EN 60947-5-7:2003 | Low-voltage switchgear and controlgear - Part 5-7: Control circuit devices and switching elements - Requirements for proximity devices with analogue output | 2016-04-20 | OJ C 249 - 08/07/2016 | - |  | - |  | -
2014/35/EU | Cenelec | EN 60947-5-8:2006 | Low-voltage switchgear and controlgear - Part 5-8: Control circuit devices and switching elements - Three-position enabling switches | 2016-04-20 | OJ C 249 - 08/07/2016 | - |  | - | 2023-06-21 | OJ L 457 - 21/12/2021
2014/35/EU | Cenelec | EN IEC 60947-5-8:2021 | Low-voltage switchgear and controlgear - Part 5-8: Control circuit devices and switching elements - Three-position enabling switches | 2021-12-21 | OJ L 457 - 21/12/2021 | - |  | - |  | -
2014/35/EU | Cenelec | EN 60947-5-9:2007 | Low-voltage switchgear and controlgear - Part 5-9: Control circuit devices and switching elements - Flow rate switches | 2016-04-20 | OJ C 249 - 08/07/2016 | - |  | - |  | -
2014/35/EU | Cenelec | EN 60947-6-1:2005, EN 60947-6-1:2005/A1:2014 | Low-voltage switchgear and controlgear - Part 6-1: Multiple function equipment - Transfer switching equipment | 2016-04-20 | OJ C 249 - 08/07/2016 | - |  | - |  | -
2014/35/EU | Cenelec | EN 60947-6-2:2003, EN 60947-6-2:2003/A1:2007 | Low-voltage switchgear and controlgear - Part 6-2: Multiple function equipment - Control and protective switching devices (or equipment) (CPS) | 2016-04-20 | OJ C 249 - 08/07/2016 | - |  | - |  | -
2014/35/EU | Cenelec | EN 60947-7-1:2009 | Low-voltage switchgear and controlgear - Part 7-1: Ancillary equipment - Terminal blocks for copper conductors | 2016-04-20 | OJ C 249 - 08/07/2016 | - |  | - |  | -
2014/35/EU | Cenelec | EN 60947-7-2:2009 | Low-voltage switchgear and controlgear - Part 7-2: Ancillary equipment - Protective conductor terminal blocks for copper conductors | 2016-04-20 | OJ C 249 - 08/07/2016 | - |  | - |  | -
2014/35/EU | Cenelec | EN 60947-7-3:2009 | Low-voltage switchgear and controlgear - Part 7-3: Ancillary equipment - Safety requirements for fuse terminal blocks | 2016-04-20 | OJ C 249 - 08/07/2016 | - |  | - |  | -
2014/35/EU | Cenelec | EN 60947-8:2003, EN 60947-8:2003/A1:2006, EN 60947-8:2003/A2:2012 | Low-voltage switchgear and controlgear - Part 8: Control units for built-in thermal protection (PTC) for rotating electrical machines | 2016-04-20 | OJ C 249 - 08/07/2016 | - |  | - | 2025-10-24 | OJ L, 2024/1198 - 23/04/2024
2014/35/EU | Cenelec | EN IEC 60947-8:2023 | Low-voltage switchgear and controlgear - Part 8: Control units for built-in thermal protection (PTC) for rotating electrical machines | 2024-04-24 | OJ L, 2024/1198 - 23/04/2024 | - |  | - |  | -
2014/35/EU | Cenelec | EN IEC 60947-9-1:2019 | Low-voltage switchgear and controlgear - Part 9-1: Active arc-fault mitigation systems - Arc quenching devices | 2020-08-03 | OJ L 250 - 03/08/2020 | - |  | - |  | -
2014/35/EU | Cenelec | EN 60950-1:2006, EN 60950-1:2006/AC:2011, EN 60950-1:2006/A11:2009, EN 60950-1:2006/A12:2011, EN 60950-1:2006/A1:2010, EN 60950-1:2006/A2:2013 | Information technology equipment - Safety - Part 1: General requirements | 2016-04-20 | OJ C 249 - 08/07/2016 | - |  | - | 2020-12-20 | OJ C 326 - 14/09/2018
2014/35/EU | Cenelec | EN 60950-21:2003 | Information technology equipment - Safety - Part 21: Remote power feeding | 2016-04-20 | OJ C 249 - 08/07/2016 | - |  | - |  | -
2014/35/EU | Cenelec | EN 60950-22:2006, EN 60950-22:2006/AC:2008 | Information technology equipment - Safety - Part 22: Equipment installed outdoors | 2016-04-20 | OJ C 249 - 08/07/2016 | - |  | - |  | -
2014/35/EU | Cenelec | EN 60950-23:2006, EN 60950-23:2006/AC:2008 | Information technology equipment - Safety - Part 23: Large data storage equipment | 2016-04-20 | OJ C 249 - 08/07/2016 | - |  | - |  | -
2014/35/EU | Cenelec | EN 60968:2013, EN 60968:2013/A11:2014 | Self-ballasted lamps for general lighting services - Safety requirements | 2016-04-20 | OJ C 249 - 08/07/2016 | - |  | - | 2018-03-30 | OJ C 249 - 08/07/2016
2014/35/EU | Cenelec | EN 60968:2015 | Self-ballasted fluorescent lamps for general lighting services - Safety requirements | 2016-04-20 | OJ C 249 - 08/07/2016 | - |  | - |  | -
2014/35/EU | Cenelec | EN 60974-1:2012 | Arc welding equipment - Part 1: Welding power sources | 2016-04-20 | OJ C 249 - 08/07/2016 | - |  | - | 2022-05-30 | OJ L 399 - 30/11/2020
2014/35/EU | Cenelec | EN IEC 60974-1:2018, EN IEC 60974-1:2018/A1:2019 | Arc welding equipment - Part 1: Welding power sources | 2020-11-30 | OJ L 399 - 30/11/2020 | - |  | - |  | -
2014/35/EU | Cenelec | EN 60974-2:2008 | Arc welding equipment - Part 2: Liquid cooling systems | 2016-04-20 | OJ C 249 - 08/07/2016 | - |  | - | 2018-02-28 | OJ C 249 - 08/07/2016
2014/35/EU | Cenelec | EN 60974-2:2013 | Arc welding equipment - Part 2: Liquid cooling systems | 2016-04-20 | OJ C 249 - 08/07/2016 | - |  | - | 2022-02-03 | OJ L 250 - 03/08/2020
2014/35/EU | Cenelec | EN IEC 60974-2:2019 | Arc welding equipment - Part 2: Liquid cooling systems | 2020-08-03 | OJ L 250 - 03/08/2020 | - |  | - |  | -
2014/35/EU | Cenelec | EN 60974-3:2007 | Arc welding equipment - Part 3: Arc striking and stabilizing devices | 2016-04-20 | OJ C 249 - 08/07/2016 | - |  | - | 2016-12-31 | OJ C 249 - 08/07/2016
2014/35/EU | Cenelec | EN 60974-3:2014 | Arc welding equipment - Part 3: Arc striking and stabilizing devices | 2016-04-20 | OJ C 249 - 08/07/2016 | - |  | - | 2022-02-03 | OJ L 250 - 03/08/2020
2014/35/EU | Cenelec | EN IEC 60974-3:2019 | Arc welding equipment - Part 3: Arc striking and stabilizing devices | 2020-08-03 | OJ L 250 - 03/08/2020 | - |  | - |  | -
2014/35/EU | Cenelec | EN 60974-5:2008 | Arc welding equipment - Part 5: Wire feeders | 2016-04-20 | OJ C 249 - 08/07/2016 | - |  | - | 2016-07-08 | OJ C 249 - 08/07/2016
2014/35/EU | Cenelec | EN 60974-5:2013 | Arc welding equipment - Part 5: Wire feeders | 2016-04-20 | OJ C 249 - 08/07/2016 | - |  | - | 2022-02-03 | OJ L 250 - 03/08/2020
2014/35/EU | Cenelec | EN IEC 60974-5:2019 | Arc welding equipment - Part 5: Wire feeders | 2020-08-03 | OJ L 250 - 03/08/2020 | - |  | - |  | -
2014/35/EU | Cenelec | EN 60974-6:2011 | Arc welding equipment - Part 6: Limited duty equipment | 2016-04-20 | OJ C 249 - 08/07/2016 | - |  | - | 2018-10-27 | OJ C 249 - 08/07/2016
2014/35/EU | Cenelec | EN 60974-6:2016 | Arc welding equipment - Part 6: Limited duty equipment | 2016-04-20 | OJ C 249 - 08/07/2016 | - |  | - |  | -
2014/35/EU | Cenelec | EN 60974-7:2005 | Arc welding equipment - Part 7:Torches | 2016-04-20 | OJ C 249 - 08/07/2016 | - |  | - | 2018-09-14 | OJ C 326 - 14/09/2018
2014/35/EU | Cenelec | EN 60974-7:2013 | Arc welding equipment - Part 7:Torches | 2016-04-20 | OJ C 249 - 08/07/2016 | - |  | - | 2022-02-03 | OJ L 250 - 03/08/2020
2014/35/EU | Cenelec | EN IEC 60974-7:2019 | Arc welding equipment - Part 7: Torches | 2020-08-03 | OJ L 250 - 03/08/2020 | - |  | - |  | -
2014/35/EU | Cenelec | EN 60974-8:2009 | Arc welding equipment - Part 8: Gas consoles for welding and plasma cutting systems | 2016-04-20 | OJ C 249 - 08/07/2016 | - |  | - | 2023-11-10 | OJ L 133 - 10/05/2022
2014/35/EU | Cenelec | EN IEC 60974-8:2021 | Arc welding equipment - Part 8: Gas consoles for welding and plasma cutting systems | 2022-05-10 | OJ L 133 - 10/05/2022 | - |  | - |  | -
2014/35/EU | Cenelec | EN 60974-11:2010 | Arc welding equipment - Part 11: Electrode holders | 2016-04-20 | OJ C 249 - 08/07/2016 | - |  | - | 2023-06-21 | OJ L 457 - 21/12/2021
2014/35/EU | Cenelec | EN IEC 60974-11:2021 | Arc welding equipment - Part 11: Electrode holders | 2021-12-21 | OJ L 457 - 21/12/2021 | - |  | - |  | -
2014/35/EU | Cenelec | EN 60974-12:2011 | Arc welding equipment - Part 12: Coupling devices for welding cables | 2016-04-20 | OJ C 249 - 08/07/2016 | - |  | - |  | -
2014/35/EU | Cenelec | EN 60974-13:2011 | Arc welding equipment - Part 13: Welding clamp | 2016-04-20 | OJ C 249 - 08/07/2016 | - |  | - | 2023-06-21 | OJ L 457 - 21/12/2021
2014/35/EU | Cenelec | EN IEC 60974-13:2021 | Arc welding equipment - Part 13: Welding current return clamp | 2021-12-21 | OJ L 457 - 21/12/2021 | - |  | - |  | -
2014/35/EU | Cenelec | EN 60998-1:2004 | Connecting devices for low-voltage circuits for household and similar purposes - Part 1: General requirements | 2016-04-20 | OJ C 249 - 08/07/2016 | - |  | - |  | -
2014/35/EU | Cenelec | EN 60998-2-1:2004 | Connecting devices for low-voltage circuits for household and similar purposes - Part 2-1: Particular requirements for connecting devices as separate entities with screw-type clamping units | 2016-04-20 | OJ C 249 - 08/07/2016 | - |  | - |  | -
2014/35/EU | Cenelec | EN 60998-2-2:2004 | Connecting devices for low-voltage circuits for household and similar purposes - Part 2-2: Particular requirements for connecting devices as separate entities with screwless-type clamping units | 2016-04-20 | OJ C 249 - 08/07/2016 | - |  | - |  | -
2014/35/EU | Cenelec | EN 60998-2-3:2004 | Connecting devices for low-voltage circuits for household and similar purposes - Part 2-3: Particular requirements for connecting devices as separate entities with insulation-piercing clamping units | 2016-04-20 | OJ C 249 - 08/07/2016 | - |  | - |  | -
2014/35/EU | Cenelec | EN 60998-2-4:2005 | Connecting devices for low voltage circuits for household and similar purposes - Part 2-4: Particular requirements for twist-on connecting devices | 2016-04-20 | OJ C 249 - 08/07/2016 | - |  | - |  | -
2014/35/EU | Cenelec | EN 60999-1:2000 | Connecting devices - Electrical copper conductors - Safety requirements for screw-type and screwless-type clamping units - Part 1: General requirements and particular requirements for clamping units for conductors from 0,2 mm² up to 35 mm² (included) | 2016-04-20 | OJ C 249 - 08/07/2016 | - |  | - |  | -
2014/35/EU | Cenelec | EN 60999-2:2003 | Connecting devices - Electrical copper conductors - Safety requirements for screw-type and screwless-type clamping units - Part 2: Particular requirements for clamping units for conductors above 35 mm² up to 300 mm² (included) | 2016-04-20 | OJ C 249 - 08/07/2016 | - |  | - |  | -
2014/35/EU | Cenelec | EN 61008-1:2004, EN 61008-1:2004/A11:2007, EN 61008-1:2004/A12:2009 | Residual current operated circuit-breakers without integral overcurrent protection for household and similar uses (RCCB's) - Part 1: General rules | 2016-04-20 | OJ C 249 - 08/07/2016 | - |  | - | 2017-06-18 | OJ C 249 - 08/07/2016
2014/35/EU | Cenelec | EN 61008-1:2012, EN 61008-1:2012/A1:2014, EN 61008-1:2012/A11:2015, EN 61008-1:2012/A2:2014 | Residual current operated circuit-breakers without integral overcurrent protection for household and similar uses (RCCBs) - Part 1: General rules | 2016-04-20 | OJ C 249 - 08/07/2016 | - |  | - | 2021-05-27 | OJ L 306 - 27/11/2019
2014/35/EU | Cenelec | EN 61008-1:2012, EN 61008-1:2012/A1:2014, EN 61008-1:2012/A11:2015, EN 61008-1:2012/A2:2014, EN 61008-1:2012/A1:2014/AC:2016-06, EN 61008-1:2012/A12:2017 | Residual current operated circuit-breakers without integral overcurrent protection for household and similar uses (RCCBs) - Part 1: General rules | 2019-11-27 | OJ L 306 - 27/11/2019 | - |  | - |  | -
2014/35/EU | Cenelec | EN 61008-2-1:1994, EN 61008-2-1:1994/A11:1998, EN 61008-2-1:1994/A11:1998/AC:1999 | Residual current operated circuit-breakers without integral overcurrent protection for household and similar uses (RCCB's) - Part 2-1: Applicability of the general rules to RCCB's functionally independent of line voltage | 2016-04-20 | OJ C 249 - 08/07/2016 | - |  | - |  | -
2014/35/EU | Cenelec | EN 61009-1:2004, EN 61009-1:2004/A11:2008, EN 61009-1:2004/A12:2009, EN 61009-1:2004/A13:2009, EN 61009-1:2004/AC:2006 | Residual current operated circuit-breakers with integral overcurrent protection for household and similar uses (RCBO's) - Part 1: General rules | 2016-04-20 | OJ C 249 - 08/07/2016 | - |  | - | 2017-06-18 | OJ C 249 - 08/07/2016
2014/35/EU | Cenelec | EN 61009-1:2012, EN 61009-1:2012/A1:2014, EN 61009-1:2012/A11:2015, EN 61009-1:2012/A2:2014 | Residual current operated circuit-breakers with integral overcurrent protection for household and similar uses (RCBOs) - Part 1: General rules | 2016-04-20 | OJ C 249 - 08/07/2016 | - |  | - | 2023-11-10 | OJ L 133 - 10/05/2022
2014/35/EU | Cenelec | EN 61009-1:2012, EN 61009-1:2012/A1:2014, EN 61009-1:2012/A11:2015, EN 61009-1:2012/A2:2014, EN 61009-1:2012/A13:2021 | Residual current operated circuit-breakers with integral overcurrent protection for household and similar uses (RCBOs) - Part 1: General rules | 2022-05-10 | OJ L 133 - 10/05/2022 | - |  | - |  | -
2014/35/EU | Cenelec | EN 61009-2-1:1994, EN 61009-2-1:1994/A11:1998, EN 61009-2-1:1994/A11:1998/AC:1999 | Residual current operated circuit-breakers with integral overcurrent protection for household and similar uses (RCBO's) - Part 2-1: Applicability of the general rules to RCBO's functionally independent of line voltage | 2016-04-20 | OJ C 249 - 08/07/2016 | - |  | - |  | -
2014/35/EU | Cenelec | EN 61010-1:2010 | Safety requirements for electrical equipment for measurement, control, and laboratory use - Part 1: General requirements | 2016-04-20 | OJ C 249 - 08/07/2016 | - |  | - | 2022-05-30 | OJ L 399 - 30/11/2020
2014/35/EU | Cenelec | EN 61010-1:2010, EN 61010-1:2010/A1:2019/AC:2019-04, EN 61010-1:2010/A1:2019 | Safety requirements for electrical equipment for measurement, control, and laboratory use - Part 1: General requirements | 2020-11-30 | OJ L 399 - 30/11/2020 | - |  | - |  | -
2014/35/EU | Cenelec | EN 61010-2-010:2003 | Safety requirements for electrical equipment for measurement, control, and laboratory use - Part 2-010: Particular requirements for laboratory equipment for the heating of material | 2016-04-20 | OJ C 249 - 08/07/2016 | - |  | - | 2017-10-30 | OJ C 249 - 08/07/2016
2014/35/EU | Cenelec | EN 61010-2-010:2014 | Safety requirements for electrical equipment for measurement, control and laboratory use - Part 2-010: Particular requirements for laboratory equipment for the heating of Materials | 2016-04-20 | OJ C 249 - 08/07/2016 | - |  | - | 2022-12-22 | OJ L 222 - 22/06/2021
2014/35/EU | Cenelec | EN IEC 61010-2-010:2020 | Safety requirements for electrical equipment for measurement, control and laboratory use - Part 2-010: Particular requirements for laboratory equipment for the heating of materials | 2021-06-22 | OJ L 222 - 22/06/2021 | - |  | - |  | -
2014/35/EU | Cenelec | EN IEC 61010-2-011:2021, EN IEC 61010-2-011:2021/A11:2021 | Safety requirements for electrical equipment for measurement, control, and laboratory use - Part 2-011: Particular requirements for refrigerating equipment | 2022-05-10 | OJ L 133 - 10/05/2022 | - |  | - |  | -
2014/35/EU | Cenelec | EN IEC 61010-2-012:2022, EN IEC 61010-2-012:2022/A11:2022 | Safety requirements for electrical equipment for measurement, control and laboratory use - Part 2-012: Particular requirements for climatic and environmental testing and other temperature conditioning equipment | 2023-01-11 | OJ L 8 - 11/01/2023 | - |  | - |  | -
2014/35/EU | Cenelec | EN 61010-2-020:2006 | Safety requirements for electrical equipment for measurement, control, and laboratory use - Part 2-020: Particular requirements for laboratory centrifuges | 2016-04-20 | OJ C 249 - 08/07/2016 | - |  | - |  | -
2014/35/EU | Cenelec | EN 61010-2-030:2010 | Safety requirements for electrical equipment for measurement, control, and laboratory use - Part 2-030: Particular requirements for testing and measuring circuits | 2016-04-20 | OJ C 249 - 08/07/2016 | - |  | - | 2023-09-10 | OJ L 83 - 10/03/2022
2014/35/EU | Cenelec | EN IEC 61010-2-030:2021, EN IEC 61010-2-030:2021/A11:2021 | Safety requirements for electrical equipment for measurement, control, and laboratory use - Part 2-030: Particular requirements for equipment having testing or measuring circuits | 2022-03-10 | OJ L 83 - 10/03/2022 | - |  | - |  | -
2014/35/EU | Cenelec | EN 61010-2-032:2012 | Safety requirements for electrical equipment for measurement, control, and laboratory use - Part 2-032: Particular requirements for hand-held and hand-manipulated current sensors for electrical test and measurement | 2016-04-20 | OJ C 249 - 08/07/2016 | - |  | - | 2023-11-10 | OJ L 133 - 10/05/2022
2014/35/EU | Cenelec | EN IEC 61010-2-032:2021, EN IEC 61010-2-032:2021/A11:2021 | Safety requirements for electrical equipment for measurement, control and laboratory use - Part 2-032: Particular requirements for hand-held and hand-manipulated current sensors for electrical test and measurement | 2022-05-10 | OJ L 133 - 10/05/2022 | - |  | - |  | -
2014/35/EU | Cenelec | EN 61010-2-033:2012 | Safety requirements for electrical equipment for measurement, control, and laboratory use - Part 2-033: Particular requirements for hand-held multimeters and other meters, for domestic and professional use, capable of measuring mains voltage | 2016-04-20 | OJ C 249 - 08/07/2016 | - |  | - | 2023-11-10 | OJ L 133 - 10/05/2022
2014/35/EU | Cenelec | EN IEC 61010-2-033:2021, EN IEC 61010-2-033:2021/A11:2021 | Safety requirements for electrical equipment for measurement, control, and laboratory use - Part 2-033: Particular requirements for hand-held multimeters for domestic and professional use, capable of measuring mains voltage | 2022-05-10 | OJ L 133 - 10/05/2022 | - |  | - |  | -
2014/35/EU | Cenelec | EN IEC 61010-2-034:2021, EN IEC 61010-2-034:2021/A11:2021 | Safety requirements for electrical equipment for measurement, control, and laboratory use - Part 2-034: Particular requirements for measurement equipment for insulation resistance and test equipment for electric strength | 2022-03-10 | OJ L 83 - 10/03/2022 | - |  | - |  | -
2014/35/EU | Cenelec | EN 61010-2-040:2005 | Safety requirements for electrical equipment for measurement, control and laboratory use - Part 2-040: Particular requirements for sterilizers and washer-disinfectors used to treat medical materials | 2016-04-20 | OJ C 249 - 08/07/2016 | - |  | - | 2023-11-10 | OJ L 133 - 10/05/2022
2014/35/EU | Cenelec | EN IEC 61010-2-040:2021 | Safety requirements for electrical equipment for measurement, control, and laboratory use - Part 2-040: Particular requirements for sterilizers and washer-disinfectors used to treat medical materials | 2022-05-10 | OJ L 133 - 10/05/2022 | - |  | - |  | -
2014/35/EU | Cenelec | EN 61010-2-051:2003 | Safety requirements for electrical equipment for measurement, control, and laboratory use - Part 2-051: Particular requirements for laboratory equipment for mixing and stirring | 2016-04-20 | OJ C 249 - 08/07/2016 | - |  | - | 2018-04-14 | OJ C 249 - 08/07/2016
2014/35/EU | Cenelec | EN 61010-2-051:2015 | Safety requirements for electrical equipment for measurement, control and laboratory use - Part 2-051: Particular requirements for laboratory equipment for mixing and stirring | 2016-04-20 | OJ C 249 - 08/07/2016 | - |  | - | 2023-09-10 | OJ L 83 - 10/03/2022
2014/35/EU | Cenelec | EN IEC 61010-2-051:2021, EN IEC 61010-2-051:2021/A11:2021 | Safety requirements for electrical equipment for measurement, control and laboratory use - Part 2-051: Particular requirements for laboratory equipment for mixing and stirring | 2022-03-10 | OJ L 83 - 10/03/2022 | - |  | - |  | -
2014/35/EU | Cenelec | EN 61010-2-061:2003 | Safety requirements for electrical equipment for measurement, control, and laboratory use - Part 2-061: Particular requirements for laboratory atomic spectrometers with thermal atomization and ionization | 2016-04-20 | OJ C 249 - 08/07/2016 | - |  | - | 2018-04-14 | OJ C 249 - 08/07/2016
2014/35/EU | Cenelec | EN 61010-2-061:2015 | Safety requirements for electrical equipment for measurement, control and laboratory use - Part 2-061: Particular requirements for laboratory atomic spectrometers with thermal atomization and ionization | 2016-04-20 | OJ C 249 - 08/07/2016 | - |  | - | 2023-09-10 | OJ L 83 - 10/03/2022
2014/35/EU | Cenelec | EN IEC 61010-2-061:2021, EN IEC 61010-2-061:2021/A11:2021 | Safety requirements for electrical equipment for measurement, control and laboratory use - Part 2-061: Particular requirements for laboratory atomic spectrometers with thermal atomization and ionization | 2022-03-10 | OJ L 83 - 10/03/2022 | - |  | - |  | -
2014/35/EU | Cenelec | EN 61010-2-081:2002, EN 61010-2-081:2002/A1:2003 | Safety requirements for electrical equipment for measurement, control and laboratory use - Part 2-081: Particular requirements for automatic and semi-automatic laboratory equipment for analysis and other purposes | 2016-04-20 | OJ C 249 - 08/07/2016 | - |  | - | 2018-02-27 | OJ C 249 - 08/07/2016
2014/35/EU | Cenelec | EN 61010-2-081:2015 | Safety requirements for electrical equipment for measurement, control and laboratory use - Part 2-081: Particular requirements for automatic and semi-automatic laboratory equipment for analysis and other purposes | 2016-04-20 | OJ C 249 - 08/07/2016 | - |  | - | 2022-12-22 | OJ L 222 - 22/06/2021
2014/35/EU | Cenelec | EN IEC 61010-2-081:2020 | Safety requirements for electrical equipment for measurement, control and laboratory use - Part 2-081: Particular requirements for automatic and semi-automatic laboratory equipment for analysis and other purposes | 2021-06-22 | OJ L 222 - 22/06/2021 | - |  | - |  | -
2014/35/EU | Cenelec | EN 61010-2-091:2012, EN 61010-2-091:2012/AC:2013 | Safety requirements for electrical equipment for measurement, control and laboratory use - Part 2-091: Particular requirements for cabinet X-ray systems | 2016-04-20 | OJ C 249 - 08/07/2016 | - |  | - | 2023-11-10 | OJ L 133 - 10/05/2022
2014/35/EU | Cenelec | EN IEC 61010-2-091:2021, EN IEC 61010-2-091:2021/A11:2021 | Safety requirements for electrical equipment for measurement, control and laboratory use - Part 2-091: Particular requirements for cabinet X-ray systems | 2022-05-10 | OJ L 133 - 10/05/2022 | - |  | - |  | -
2014/35/EU | Cenelec | EN IEC 61010-2-130:2021 | Safety requirements for electrical equipment for measurement, control, and laboratory use - Part 2-130: Particular requirements for equipment intended to be used in educational establishments by children | 2021-12-21 | OJ L 457 - 21/12/2021 | - |  | - |  | -
2014/35/EU | Cenelec | EN 61010-2-201:2013, EN 61010-2-201:2013/AC:2013 | Safety requirements for electrical equipment for measurement, control and laboratory use - Part 2-201: Particular requirements for control equipment | 2016-04-20 | OJ C 249 - 08/07/2016 | - |  | - | 2021-05-27 | OJ L 306 - 27/11/2019
2014/35/EU | Cenelec | EN IEC 61010-2-201:2018 | Safety requirements for electrical equipment for measurement, control, and laboratory use - Part 2-201: Particular requirements for control equipment | 2019-11-27 | OJ L 306 - 27/11/2019 | - |  | - |  | -
2014/35/EU | Cenelec | EN IEC 61010-2-202:2021 | Safety requirements for electrical equipment for measurement, control and laboratory use - Part 2-202: Particular requirements for electrically operated valve actuators | 2021-12-21 | OJ L 457 - 21/12/2021 | - |  | - |  | -
2014/35/EU | Cenelec | EN 61010-031:2002, EN 61010-031:2002/A1:2008 | Safety requirements for electrical equipment for measurement, control and laboratory use - Part 031: Safety requirements for hand-held probe assemblies for electrical measurement and test | 2016-04-20 | OJ C 249 - 08/07/2016 | - |  | - | 2018-07-03 | OJ C 249 - 08/07/2016
2014/35/EU | Cenelec | EN 61010-031:2015 | Safety requirements for electrical equipment for measurement, control and laboratory use - Part 031: Safety requirements for hand-held probe assemblies for electrical measurement and test | 2016-04-20 | OJ C 249 - 08/07/2016 | - |  | - |  | -
2014/35/EU | Cenelec | EN 61028:1993, EN 61028:1993/A2:1997 | Electrical measuring instruments - X-Y recorders | 2016-04-20 | OJ C 249 - 08/07/2016 | - |  | - |  | -
2014/35/EU | Cenelec | EN 61034-1:2005, EN 61034-1:2005/A1:2014 | Measurement of smoke density of cables burning under defined conditions - Part 1: Test apparatus | 2016-04-20 | OJ C 249 - 08/07/2016 | - |  | - | 2025-06-13 | OJ L, 2023/2723 - 13/12/2023
2014/35/EU | Cenelec | EN 61034-2:2005, EN 61034-2:2005/A1:2013 | Measurement of smoke density of cables burning under defined conditions - Part 2: Test procedure and requirements | 2016-04-20 | OJ C 249 - 08/07/2016 | - |  | - | 2025-06-13 | OJ L, 2023/2723 - 13/12/2023
2014/35/EU | Cenelec | EN 61048:2006, EN 61048:2006/A1:2016 | Auxiliaries for lamps - Capacitors for use in tubular fluorescent and other discharge lamp circuits - General and safety requirements | 2016-04-20 | OJ C 249 - 08/07/2016 | - |  | - |  | -
2014/35/EU | Cenelec | EN 61050:1992, EN 61050:1992/A1:1995 | Transformers for tubular discharge lamps having a no-load output voltage exceeding 1 kV (generally called neon-transformers) - General and safety requirements | 2016-04-20 | OJ C 249 - 08/07/2016 | - |  | - |  | -
2014/35/EU | Cenelec | EN 61058-1:2002, EN 61058-1:2002/A2:2008 | Switches for appliances - Part 1: General requirements | 2016-04-20 | OJ C 249 - 08/07/2016 | - |  | - | 2021-05-27 | OJ L 306 - 27/11/2019
2014/35/EU | Cenelec | EN IEC 61058-1:2018 | Switches for appliances - Part 1: General requirements | 2019-11-27 | OJ L 306 - 27/11/2019 | - |  | - |  | -
2014/35/EU | Cenelec | EN 61058-2-1:2011 | Switches for appliances - Part 2-1: Particular requirements for cord switches | 2016-04-20 | OJ C 249 - 08/07/2016 | - |  | - |  | -
2014/35/EU | Cenelec | EN 61058-2-4:2005 | Switches for appliances - Part 2-4: Particular requirements for independently mounted switches | 2016-04-20 | OJ C 249 - 08/07/2016 | - |  | - |  | -
2014/35/EU | Cenelec | EN 61058-2-5:2011 | Switches for appliances - Part 2-5: Particular requirements for change-over selectors | 2016-04-20 | OJ C 249 - 08/07/2016 | - |  | - |  | -
2014/35/EU | Cenelec | EN 61071:2007 | Capacitors for power electronics | 2016-04-20 | OJ C 249 - 08/07/2016 | - |  | - |  | -
2014/35/EU | Cenelec | EN 61095:2009 | Electromechanical contactors for household and similar purposes | 2016-04-20 | OJ C 249 - 08/07/2016 | - |  | - |  | -
2014/35/EU | Cenelec | EN 61131-2:2007 | Programmable controllers - Part 2: Equipment requirements and tests | 2016-04-20 | OJ C 249 - 08/07/2016 | - |  | - |  | -
2014/35/EU | Cenelec | EN 61138:2007 | Cables for portable earthing and short-circuiting equipment | 2016-04-20 | OJ C 249 - 08/07/2016 | - |  | - |  | -
2014/35/EU | Cenelec | EN 61140:2002, EN 61140:2002/A1:2006 | Protection against electric shock - Common aspects for installation and equipment | 2016-04-20 | OJ C 249 - 08/07/2016 | - |  | - |  | -
2014/35/EU | Cenelec | EN 61143-1:1994, EN 61143-1:1994/A1:1997 | Electrical measuring instruments - X-t recorders - Part 1: Definitions and requirements | 2016-04-20 | OJ C 249 - 08/07/2016 | - |  | - |  | -
2014/35/EU | Cenelec | EN 61143-2:1994 | Electrical measuring instruments - X-t recorders - Part 2: Recommended additional test methods | 2016-04-20 | OJ C 249 - 08/07/2016 | - |  | - |  | -
2014/35/EU | Cenelec | EN 61184:2008, EN 61184:2008/A1:2011 | Bayonet lampholders | 2016-04-20 | OJ C 249 - 08/07/2016 | - |  | - | 2020-06-26 | OJ C 326 - 14/09/2018
2014/35/EU | Cenelec | EN 61184:2017 | Bayonet lampholders | 2018-09-14 | OJ C 326 - 14/09/2018 | - |  | - |  | -
2014/35/EU | Cenelec | EN 61187:1994, EN 61187:1994/AC:1995 | Electrical and electronic measuring equipment - Documentation | 2016-04-20 | OJ C 249 - 08/07/2016 | - |  | - |  | -
2014/35/EU | Cenelec | EN 61195:1999, EN 61195:1999/A1:2013, EN 61195:1999/A2:2015 | Double-capped fluorescent lamps - Safety specifications | 2016-04-20 | OJ C 249 - 08/07/2016 | - |  | - |  | -
2014/35/EU | Cenelec | EN 61199:2011, EN 61199:2011/A1:2013, EN 61199:2011/A2:2015 | Single-capped fluorescent lamps - Safety specifications | 2016-04-20 | OJ C 249 - 08/07/2016 | - |  | - |  | -
2014/35/EU | Cenelec | EN 61204:1995 | Low-voltage power supply devices, d.c. output - Performance characteristics | 2016-04-20 | OJ C 249 - 08/07/2016 | - |  | - |  | -
2014/35/EU | Cenelec | EN 61204-7:2006, EN 61204-7:2006/A11:2009 | Low voltage power supplies, d.c. output - Part 7: Safety requirements | 2016-04-20 | OJ C 249 - 08/07/2016 | - |  | - | 2021-03-16 | OJ C 326 - 14/09/2018
2014/35/EU | Cenelec | EN IEC 61204-7:2018 | Low-voltage switch mode power supplies - Part 7: Safety requirements | 2018-09-14 | OJ C 326 - 14/09/2018 | - |  | - |  | -
2014/35/EU | Cenelec | EN 61210:2010 | Connecting devices - Flat quick-connect terminations for electrical copper conductors - Safety requirements | 2016-04-20 | OJ C 249 - 08/07/2016 | - |  | - |  | -
2014/35/EU | Cenelec | EN 61230:2008 | Live working - Portable equipment for earthing or earthing and short-circuiting | 2016-04-20 | OJ C 249 - 08/07/2016 | - |  | - |  | -
2014/35/EU | Cenelec | EN 61242:1997, EN 61242:1997/A1:2008, EN 61242:1997/A2:2016, EN 61242:1997/A1:2008/AC:2010 | Electrical accessories - Cable reels for household and similar purposes | 2016-04-20 | OJ C 249 - 08/07/2016 | - |  | - |  | -
2014/35/EU | Cenelec | EN 61243-3:2010 | Live working - Voltage detectors - Part 3: Two-pole low-voltage type | 2016-04-20 | OJ C 249 - 08/07/2016 | - |  | - | 2017-11-13 | OJ C 249 - 08/07/2016
2014/35/EU | Cenelec | EN 61243-3:2014, EN 61243-3:2014/AC:2015, EN 61243-3:2014/AC:2015 | Live working - Voltage detectors - Part 3: Two-pole low-voltage type | 2016-04-20 | OJ C 249 - 08/07/2016 | - |  | - |  | -
2014/35/EU | Cenelec | EN 61270-1:1996 | Capacitors for microwave ovens - Part 1: General | 2016-04-20 | OJ C 249 - 08/07/2016 | - |  | - |  | -
2014/35/EU | Cenelec | EN 61293:1994 | Marking of electrical equipment with ratings related to electrical supply - Safety requirements | 2016-04-20 | OJ C 249 - 08/07/2016 | - |  | - | 2022-12-22 | OJ L 222 - 22/06/2021
2014/35/EU | Cenelec | EN IEC 61293:2020 | Marking of electrical equipment with ratings related to electrical supply - Safety requirements | 2021-06-22 | OJ L 222 - 22/06/2021 | - |  | - |  | -
2014/35/EU | Cenelec | EN 61310-1:2008 | Safety of machinery - Indication, marking and actuation - Part 1: Requirements for visual, acoustic and tactile signals | 2016-04-20 | OJ C 249 - 08/07/2016 | - |  | - |  | -
2014/35/EU | Cenelec | EN 61310-2:2008 | Safety of machinery - Indication, marking and actuation - Part 2: Requirements for marking | 2016-04-20 | OJ C 249 - 08/07/2016 | - |  | - |  | -
2014/35/EU | Cenelec | EN 61310-3:2008 | Safety of machinery - Indication, marking and actuation - Part 3: Requirements for the location and operation of actuators | 2016-04-20 | OJ C 249 - 08/07/2016 | - |  | - |  | -
2014/35/EU | Cenelec | EN 61316:1999 | Industrial cable reels | 2016-04-20 | OJ C 249 - 08/07/2016 | - |  | - |  | -
2014/35/EU | Cenelec | EN 61347-1:2008, EN 61347-1:2008/A1:2011, EN 61347-1:2008/A2:2013 | Lamp controlgear - Part 1: General and safety requirements | 2016-04-20 | OJ C 249 - 08/07/2016 | - |  | - | 2018-03-26 | OJ C 249 - 08/07/2016
2014/35/EU | Cenelec | EN 61347-1:2015 | Lamp controlgear - Part 1: General and safety requirements | 2016-04-20 | OJ C 249 - 08/07/2016 | - |  | - |  | -
2014/35/EU | Cenelec | EN 61347-2-2:2012 | Lamp controlgear - Part 2-2: Particular requirements for d.c. or a.c. supplied electronic step-down convertors for filament lamps | 2016-04-20 | OJ C 249 - 08/07/2016 | - |  | - |  | -
2014/35/EU | Cenelec | EN 61347-2-3:2011, EN 61347-2-3:2011/AC:2011 | Lamp control gear - Part 2-3: Particular requirements for a.c. and/or d.c. supplied electronic control gear for fluorescent lamps | 2016-04-20 | OJ C 249 - 08/07/2016 | - |  | - |  | -
2014/35/EU | Cenelec | EN 61347-2-7:2012 | Lamp controlgear - Part 2-7: Particular requirements for battery supplied electronic controlgear for emergency lighting (self-contained) | 2016-04-20 | OJ C 249 - 08/07/2016 | - |  | - | 2022-02-03 | OJ L 250 - 03/08/2020
2014/35/EU | Cenelec | EN 61347-2-7:2012, EN 61347-2-7:2012/A1:2019 | Lamp controlgear - Part 2-7: Particular requirements for battery supplied electronic controlgear for emergency lighting (self-contained) | 2020-08-03 | OJ L 250 - 03/08/2020 | - |  | - | 2024-07-11 | OJ L 8 - 11/01/2023
2014/35/EU | Cenelec | EN 61347-2-7:2012, EN 61347-2-7:2012/A1:2019, EN 61347-2-7:2012/A2:2022 | Lamp controlgear - Part 2-7: Particular requirements for battery supplied electronic controlgear for emergency lighting (self-contained) | 2023-01-11 | OJ L 8 - 11/01/2023 | - |  | - |  | -
2014/35/EU | Cenelec | EN 61347-2-8:2001, EN 61347-2-8:2001/A1:2006, EN 61347-2-8:2001/AC:2003, EN 61347-2-8:2001/AC:2010 | Lamp controlgear - Part 2-8: Particular requirements for ballasts for fluorescent lamps | 2016-04-20 | OJ C 249 - 08/07/2016 | - |  | - |  | -
2014/35/EU | Cenelec | EN 61347-2-9:2013 | Lamp controlgear - Part 2-9: Particular requirements for electromagnetic controlgear for discharge lamps (excluding fluorescent lamps) | 2016-04-20 | OJ C 249 - 08/07/2016 | - |  | - |  | -
2014/35/EU | Cenelec | EN 61347-2-10:2001, EN 61347-2-10:2001/A1:2009, EN 61347-2-10:2001/AC:2010 | Lamp controlgear - Part 2-10: Particular requirements for electronic invertors and convertors for high-frequency operation of cold start tubular discharge lamps (neon tubes) | 2016-04-20 | OJ C 249 - 08/07/2016 | - |  | - |  | -
2014/35/EU | Cenelec | EN 61347-2-11:2001, EN 61347-2-11:2001/AC:2002, EN 61347-2-11:2001/AC:2010 | Lamp controlgear - Part 2-11: Particular requirements for miscellaneous electronic circuits used with luminaires | 2016-04-20 | OJ C 249 - 08/07/2016 | - |  | - | 2022-02-03 | OJ L 250 - 03/08/2020
2014/35/EU | Cenelec | EN 61347-2-11:2001, EN 61347-2-11:2001/AC:2002, EN 61347-2-11:2001/AC:2010, EN 61347-2-11:2001/A1:2019 | Lamp controlgear - Part 2-11: Particular requirements for miscellaneous electronic circuits used with luminaires | 2020-08-03 | OJ L 250 - 03/08/2020 | - |  | - |  | -
2014/35/EU | Cenelec | EN 61347-2-12:2005, EN 61347-2-12:2005/A1:2010, EN 61347-2-12:2005/AC:2010 | Lamp controlgear - Part 2-12: Particular requirements for d.c. or a.c. supplied electronic ballasts for discharge lamps (excluding fluorescent lamps) | 2016-04-20 | OJ C 249 - 08/07/2016 | - |  | - |  | -
2014/35/EU | Cenelec | EN 61347-2-13:2006, EN 61347-2-13:2006/AC:2010 | Lamp controlgear - Part 2-13: Particular requirements for d.c. or a.c. supplied electronic controlgear for LED modules | 2016-04-20 | OJ C 249 - 08/07/2016 | - |  | - | 2017-10-08 | OJ C 249 - 08/07/2016
2014/35/EU | Cenelec | EN 61347-2-13:2014 | Lamp controlgear - Part 2-13: Particular requirements for d.c. or a.c. supplied electronic controlgear for LED modules | 2016-04-20 | OJ C 249 - 08/07/2016 | - |  | - |  | -
2014/35/EU | Cenelec | EN IEC 61347-2-14:2018, EN IEC 61347-2-14:2018/A11:2021 | Lamp controlgear - Part 2-14: Particular requirements for DC and/or AC supplied electronic controlgear for fluorescent induction lamps | 2022-05-10 | OJ L 133 - 10/05/2022 | - |  | - |  | -
2014/35/EU | Cenelec | EN 61386-1:2008 | Conduit systems for cable management - Part 1: General requirements | 2016-04-20 | OJ C 249 - 08/07/2016 | - |  | - | 2022-02-03 | OJ L 250 - 03/08/2020
2014/35/EU | Cenelec | EN 61386-1:2008, EN 61386-1:2008/A1:2019 | Conduit systems for cable management - Part 1: General requirements | 2020-08-03 | OJ L 250 - 03/08/2020 | - |  | - |  | -
2014/35/EU | Cenelec | EN 61386-21:2004, EN 61386-21:2004/A11:2010, EN 61386-21:2004/AC:2004 | Conduit systems for cable management - Part 21: Particular requirements - Rigid conduit systems | 2016-04-20 | OJ C 249 - 08/07/2016 | - |  | - |  | -
2014/35/EU | Cenelec | EN 61386-22:2004, EN 61386-22:2004/A11:2010, EN 61386-22:2004/AC:2004 | Conduit systems for cable management - Part 22: Particular requirements - Pliable conduit systems | 2016-04-20 | OJ C 249 - 08/07/2016 | - |  | - |  | -
2014/35/EU | Cenelec | EN 61386-23:2004, EN 61386-23:2004/A11:2010, EN 61386-23:2004/AC:2004 | Conduit systems for cable management - Part 23: Particular requirements - Flexible conduit systems | 2016-04-20 | OJ C 249 - 08/07/2016 | - |  | - |  | -
2014/35/EU | Cenelec | EN 61386-24:2010 | Conduit systems for cable management - Part 24: Particular requirements - Conduit systems buried underground | 2016-04-20 | OJ C 249 - 08/07/2016 | - |  | - | 2025-10-24 | OJ L, 2024/1198 - 23/04/2024
2014/35/EU | Cenelec | EN 61386-25:2011 | Conduit systems for cable management - Part 25: Particular requirements - Conduit fixing devices | 2016-04-20 | OJ C 249 - 08/07/2016 | - |  | - |  | -
2014/35/EU | Cenelec | EN 61439-1:2011 | Low-voltage switchgear and controlgear assemblies - Part 1: General rules | 2016-04-20 | OJ C 249 - 08/07/2016 | - |  | - |  | -
2014/35/EU | Cenelec | EN 61439-2:2011 | Low-voltage switchgear and controlgear assemblies - Part 2: Power switchgear and controlgear assemblies | 2016-04-20 | OJ C 249 - 08/07/2016 | - |  | - |  | -
2014/35/EU | Cenelec | EN 61439-3:2012 | Low-voltage switchgear and controlgear assemblies - Part 3: Distribution boards intended to be operated by ordinary persons (DBO) | 2016-04-20 | OJ C 249 - 08/07/2016 | - |  | - | 2021-02-03 | OJ L 250 - 03/08/2020
2014/35/EU | Cenelec | EN 61439-3:2012, EN 61439-3:2012/AC:2019-04 | Low-voltage switchgear and controlgear assemblies - Part 3: Distribution boards intended to be operated by ordinary persons (DBO) | 2020-08-03 | OJ L 250 - 03/08/2020 | - |  | - |  | -
2014/35/EU | Cenelec | EN 61439-4:2013 | Low-voltage switchgear and controlgear assemblies - Part 4: Particular requirements for assemblies for construction sites (ACS) | 2016-04-20 | OJ C 249 - 08/07/2016 | - |  | - |  | -
2014/35/EU | Cenelec | EN 61439-5:2011 | Low-voltage switchgear and controlgear assemblies - Part 5: Assemblies for power distribution in public networks | 2016-04-20 | OJ C 249 - 08/07/2016 | - |  | - | 2017-09-29 | OJ C 249 - 08/07/2016
2014/35/EU | Cenelec | EN 61439-5:2015, EN 61439-5:2015/AC:2015 | Low-voltage switchgear and controlgear assemblies - Part 5: Assemblies for power distribution in public networks | 2016-04-20 | OJ C 249 - 08/07/2016 | - |  | - |  | -
2014/35/EU | Cenelec | EN 61439-6:2012 | Low-voltage switchgear and controlgear assemblies - Part 6: Busbar trunking systems (busways) | 2016-04-20 | OJ C 249 - 08/07/2016 | - |  | - |  | -
2014/35/EU | Cenelec | EN 61534-1:2011, EN 61534-1:2011/A1:2014 | Powertrack systems - Part 1: General requirements | 2016-04-20 | OJ C 249 - 08/07/2016 | - |  | - | 2023-09-10 | OJ L 83 - 10/03/2022
2014/35/EU | Cenelec | EN 61534-1:2011, EN 61534-1:2011/A1:2014, EN 61534-1:2011/A11:2021, EN 61534-1:2011/A2:2021 | Powertrack systems - Part 1: General requirements | 2022-03-10 | OJ L 83 - 10/03/2022 | - |  | - |  | -
2014/35/EU | Cenelec | EN 61534-21:2006 | Powertrack systems - Part 21: Particular requirements for powertrack systems intended for wall and ceiling mounting | 2016-04-20 | OJ C 249 - 08/07/2016 | - |  | - | 2017-07-24 | OJ C 249 - 08/07/2016
2014/35/EU | Cenelec | EN 61534-21:2014 | Powertrack systems - Part 21: Particular requirements for powertrack systems intended for wall and ceiling mounting | 2016-04-20 | OJ C 249 - 08/07/2016 | - |  | - | 2023-09-10 | OJ L 83 - 10/03/2022
2014/35/EU | Cenelec | EN 61534-21:2014, EN 61534-21:2014/A11:2021, EN 61534-21:2014/A1:2021 | Powertrack systems - Part 21: Particular requirements for powertrack systems intended for wall and ceiling mounting | 2022-03-10 | OJ L 83 - 10/03/2022 | - |  | - |  | -
2014/35/EU | Cenelec | EN 61534-22:2009 | Powertrack systems - Part 22: Particular requirements for powertrack systems intended for on floor or under floor installation | 2016-04-20 | OJ C 249 - 08/07/2016 | - |  | - | 2017-07-24 | OJ C 249 - 08/07/2016
2014/35/EU | Cenelec | EN 61534-22:2014 | Powertrack systems - Part 22: Particular requirements for powertrack systems intended for onfloor or underfloor installation | 2016-04-20 | OJ C 249 - 08/07/2016 | - |  | - | 2023-09-10 | OJ L 83 - 10/03/2022
2014/35/EU | Cenelec | EN 61534-22:2014, EN 61534-22:2014/A11:2021, EN 61534-22:2014/A1:2021 | Powertrack systems - Part 22: Particular requirements for powertrack systems intended for onfloor or underfloor installation | 2022-03-10 | OJ L 83 - 10/03/2022 | - |  | - |  | -
2014/35/EU | Cenelec | EN 61535:2009, EN 61535:2009/A1:2013 | Installation couplers intended for permanent connection in fixed installations | 2016-04-20 | OJ C 249 - 08/07/2016 | - |  | - | 2022-02-03 | OJ L 250 - 03/08/2020
2014/35/EU | Cenelec | EN IEC 61535:2019 | Installation couplers intended for permanent connection in fixed installations | 2020-08-03 | OJ L 250 - 03/08/2020 | - |  | - |  | -
2014/35/EU | Cenelec | EN 61537:2007 | Cable management - Cable tray systems and cable ladder systems | 2016-04-20 | OJ C 249 - 08/07/2016 | - |  | - |  | -
2014/35/EU | Cenelec | EN 61549:2003, EN 61549:2003/A3:2012, EN 61549:2003/A1:2005, EN 61549:2003/A2:2010 | Miscellaneous lamps | 2016-04-20 | OJ C 249 - 08/07/2016 | - |  | - |  | -
2014/35/EU | Cenelec | EN 61557-1:2007 | Electrical safety in low voltage distribution systems up to 1 000 V a.c. and 1 500 V d.c. - Equipment for testing, measuring or monitoring of protective measures - Part 1: General requirements | 2016-04-20 | OJ C 249 - 08/07/2016 | - |  | - |  | -
2014/35/EU | Cenelec | EN 61557-2:2007 | Electrical safety in low voltage distribution systems up to 1 000 V a.c. and 1 500 V d.c. - Equipment for testing, measuring or monitoring of protective measures - Part 2: Insulation resistance | 2016-04-20 | OJ C 249 - 08/07/2016 | - |  | - |  | -
2014/35/EU | Cenelec | EN 61557-3:2007 | Electrical safety in low voltage distribution systems up to 1 000 V a.c. and 1 500 V d.c. - Equipment for testing, measuring or monitoring of protective measures - Part 3: Loop impedance | 2016-04-20 | OJ C 249 - 08/07/2016 | - |  | - |  | -
2014/35/EU | Cenelec | EN 61557-4:2007 | Electrical safety in low voltage distribution systems up to 1 000 V a.c. and 1 500 V d.c. - Equipment for testing, measuring or monitoring of protective measures - Part 4: Resistance of earth connection and equipotential bonding | 2016-04-20 | OJ C 249 - 08/07/2016 | - |  | - |  | -
2014/35/EU | Cenelec | EN 61557-5:2007 | Electrical safety in low voltage distribution systems up to 1 000 V a.c. and 1 500 V d.c. - Equipment for testing, measuring or monitoring of protective measures - Part 5: Resistance to earth | 2016-04-20 | OJ C 249 - 08/07/2016 | - |  | - |  | -
2014/35/EU | Cenelec | EN 61557-6:2007 | Electrical safety in low voltage distribution systems up to 1 000 V a.c. and 1 500 V d.c. - Equipment for testing, measuring or monitoring of protective measures - Part 6: Effectiveness of residual current devices (RCD) in TT, TN and IT systems | 2016-04-20 | OJ C 249 - 08/07/2016 | - |  | - |  | -
2014/35/EU | Cenelec | EN 61557-7:2007 | Electrical safety in low voltage distribution systems up to 1 000 V a.c. and 1 500 V d.c. - Equipment for testing, measuring or monitoring of protective measures - Part 7: Phase sequence | 2016-04-20 | OJ C 249 - 08/07/2016 | - |  | - |  | -
2014/35/EU | Cenelec | EN 61557-8:2007 | Electrical safety in low voltage distribution systems up to 1 000 V a.c. and 1 500 V d.c. - Equipment for testing, measuring or monitoring of protective measures - Part 8: Insulation monitoring devices for IT systems | 2016-04-20 | OJ C 249 - 08/07/2016 | - |  | - | 2018-01-15 | OJ C 249 - 08/07/2016
2014/35/EU | Cenelec | EN 61557-8:2015 | Electrical safety in low voltage distribution systems up to 1 000 V a.c. and 1 500 V d.c. - Equipment for testing, measuring or monitoring of protective measures - Part 8: Insulation monitoring devices for IT systems | 2016-04-20 | OJ C 249 - 08/07/2016 | - |  | - |  | -
2014/35/EU | Cenelec | EN 61557-9:2009 | Electrical safety in low voltage distribution systems up to 1 000 V a.c. and 1 500 V d.c. - Equipment for testing, measuring or monitoring of protective measures - Part 9: Equipment for insulation fault location in IT systems | 2016-04-20 | OJ C 249 - 08/07/2016 | - |  | - | 2018-01-15 | OJ C 249 - 08/07/2016
2014/35/EU | Cenelec | EN 61557-9:2015 | Electrical safety in low voltage distribution systems up to 1 000 V a.c. and 1 500 V d.c. - Equipment for testing, measuring or monitoring of protective measures - Part 9: Equipment for insulation fault location in IT systems | 2016-04-20 | OJ C 249 - 08/07/2016 | - |  | - | 2021-02-03 | OJ L 250 - 03/08/2020
2014/35/EU | Cenelec | EN 61557-9:2015, EN 61557-9:2015/AC:2017-02 | Electrical safety in low voltage distribution systems up to 1 000 V a.c. and 1 500 V d.c. - Equipment for testing, measuring or monitoring of protective measures - Part 9: Equipment for insulation fault location in IT systems | 2020-08-03 | OJ L 250 - 03/08/2020 | - |  | - |  | -
2014/35/EU | Cenelec | EN 61557-10:2001 | Electrical safety in low voltage distribution systems up to 1 000 V a.c. and 1 500 V d.c. - Equipment for testing, measuring or monitoring of protective measures - Part 10: Combined measuring equipment for testing, measuring or monitoring of protective measures | 2016-04-20 | OJ C 249 - 08/07/2016 | - |  | - | 2016-07-08 | OJ C 249 - 08/07/2016
2014/35/EU | Cenelec | EN 61557-10:2013 | Electrical safety in low voltage distribution systems up to 1 000 V a.c. and 1 500 V d.c. - Equipment for testing, measuring or monitoring of protective measures - Part 10: Combined measuring equipment for testing, measuring or monitoring of protective measures | 2016-04-20 | OJ C 249 - 08/07/2016 | - |  | - |  | -
2014/35/EU | Cenelec | EN 61557-11:2009 | Electrical safety in low voltage distribution systems up to 1 000 V a.c. and 1 500 V d.c. - Equipment for testing, measuring or monitoring of protective measures - Part 11: Effectiveness of residual current monitors (RCMs) type A and type B in TT, TN and IT systems | 2016-04-20 | OJ C 249 - 08/07/2016 | - |  | - |  | -
2014/35/EU | Cenelec | EN 61557-12:2008 | Electrical safety in low voltage distribution systems up to 1 000 V a.c. and 1 500 V d.c. - Equipment for testing, measuring or monitoring of protective measures - Part 12: Performance measuring and monitoring devices (PMD) | 2016-04-20 | OJ C 249 - 08/07/2016 | - |  | - | 2024-07-11 | OJ L 8 - 11/01/2023
2014/35/EU | Cenelec | EN IEC 61557-12:2022 | Electrical safety in low voltage distribution systems up to 1 000 V AC and 1 500 V DC - Equipment for testing, measuring or monitoring of protective measures - Part 12: Power metering and monitoring devices (PMD) | 2023-01-11 | OJ L 8 - 11/01/2023 | - |  | - |  | -
2014/35/EU | Cenelec | EN 61557-13:2011 | Electrical safety in low voltage distribution systems up to 1 000 V a.c. and 1 500 V d.c. - Equipment for testing, measuring or monitoring of protective measures - Part 13: Hand-held and hand-manipulated current clamps and sensors for measurement of leakage currents in electrical distribution systems | 2016-04-20 | OJ C 249 - 08/07/2016 | - |  | - |  | -
2014/35/EU | Cenelec | EN 61557-14:2013 | Electrical safety in low voltage distribution systems up to 1 000 V a.c. and 1 500 V d.c. - Equipment for testing, measuring or monitoring of protective measures - Part 14: Equipment for testing the safety of electrical equipment of machinery | 2016-04-20 | OJ C 249 - 08/07/2016 | - |  | - |  | -
2014/35/EU | Cenelec | EN 61557-15:2014 | Electrical safety in low voltage distribution systems up to 1 000 V a.c. and 1 500 V d.c. - Equipment for testing, measuring or monitoring of protective measures - Part 15: Functional safety requirements for insulation monitoring devices in IT systems and equipment for insulation fault location in IT systems | 2016-04-20 | OJ C 249 - 08/07/2016 | - |  | - |  | -
2014/35/EU | Cenelec | EN 61557-16:2015 | Electrical safety in low voltage distribution systems up to 1 000 V a.c. and 1 500 V d.c. - Equipment for testing, measuring or monitoring of protective measures - Part 16: Equipment for testing the effectiveness of the protective measures of electrical equipment and/or medical electrical equipment | 2016-04-20 | OJ C 249 - 08/07/2016 | - |  | - |  | -
2014/35/EU | Cenelec | EN 61558-1:1997, EN 61558-1:1997/A1:1998, EN 61558-1:1997/A11:2003, EN 61558-1:1997/AC:2003 | Safety of power transformers, power supply units and similar - Part 1: General requirements and tests | 2016-04-20 | OJ C 249 - 08/07/2016 | - |  | - | 2018-09-14 | OJ C 326 - 14/09/2018
2014/35/EU | Cenelec | EN 61558-1:2005, EN 61558-1:2005/A1:2009, EN 61558-1:2005/AC:2006 | Safety of power transformers, power supplies, reactors and similar products - Part 1: General requirements and tests | 2016-04-20 | OJ C 249 - 08/07/2016 | - |  | - | 2022-02-03 | OJ L 250 - 03/08/2020
2014/35/EU | Cenelec | EN IEC 61558-1:2019 | Safety of transformers, reactors, power supply units and combinations thereof - Part 1: General requirements and tests | 2020-08-03 | OJ L 250 - 03/08/2020 | - |  | - |  | -
2014/35/EU | Cenelec | EN 61558-2-1:2007 | Safety of power transformers, power supplies, reactors and similar products - Part 2-1: Particular requirements and tests for separating transformers and power supplies incorporating separating transformers for general applications | 2016-04-20 | OJ C 249 - 08/07/2016 | - |  | - |  | -
2014/35/EU | Cenelec | EN 61558-2-2:2007 | Safety of power transformers, power supplies, reactors and similar products - Part 2-2: Particular requirements and tests for control transformers and power supplies incorporating control transformers | 2016-04-20 | OJ C 249 - 08/07/2016 | - |  | - |  | -
2014/35/EU | Cenelec | EN 61558-2-3:2010 | Safety of transformers, reactors, power supply units and combinations thereof - Part 2-3: Particular requirements and tests for ignition transformers for gas and oil burners | 2016-04-20 | OJ C 249 - 08/07/2016 | - |  | - |  | -
2014/35/EU | Cenelec | EN 61558-2-4:2009 | Safety of transformers, reactors, power supply units and similar products for supply voltages up to 1 100 V - Part 2-4: Particular requirements and tests for isolating transformers and power supply units incorporating isolating transformers | 2016-04-20 | OJ C 249 - 08/07/2016 | - |  | - |  | -
2014/35/EU | Cenelec | EN 61558-2-5:2010 | Safety of transformers, reactors, power supply units and combinations thereof - Part 2-5: Particular requirements and tests for transformer for shavers, power supply units for shavers and shaver supply units | 2016-04-20 | OJ C 249 - 08/07/2016 | - |  | - |  | -
2014/35/EU | Cenelec | EN 61558-2-6:2009 | Safety of transformers, reactors, power supply units and similar products for supply voltages up to 1 100 V - Part 2-6: Particular requirements and tests for safety isolating transformers and power supply units incorporating safety isolating transformers | 2016-04-20 | OJ C 249 - 08/07/2016 | - |  | - |  | -
2014/35/EU | Cenelec | EN 61558-2-7:2007 | Safety of power transformers, power supplies, reactors and similar products - Part 2-7: Particular requirements and tests for transformers and power supplies for toys | 2016-04-20 | OJ C 249 - 08/07/2016 | - |  | - |  | -
2014/35/EU | Cenelec | EN 61558-2-8:2010 | Safety of transformers, reactors, power supply units and combinations thereof - Part 2-8: Particular requirements and tests for transformers and power supply units for bells and chimes | 2016-04-20 | OJ C 249 - 08/07/2016 | - |  | - |  | -
2014/35/EU | Cenelec | EN 61558-2-9:2011 | Safety of transformers, reactors, power supply units and combinations thereof - Part 2-9: Particular requirements and tests for transformers and power supply units for class III handlamps for tungsten filament lamps | 2016-04-20 | OJ C 249 - 08/07/2016 | - |  | - |  | -
2014/35/EU | Cenelec | EN 61558-2-12:2011 | Safety of transformers, reactors, power supply units and combinations thereof - Part 2-12: Particular requirements and tests for constant voltage transformers and power supply units for constant voltage | 2016-04-20 | OJ C 249 - 08/07/2016 | - |  | - |  | -
2014/35/EU | Cenelec | EN 61558-2-13:2009 | Safety of transformers, reactors, power supply units and similar products for supply voltages up to 1 100 V - Part 2-13: Particular requirements and tests for auto transformers and power supply units incorporating auto transformers | 2016-04-20 | OJ C 249 - 08/07/2016 | - |  | - |  | -
2014/35/EU | Cenelec | EN 61558-2-14:2013 | Safety of transformers, reactors, power supply units and combination thereof - Part 2-14: Particular requirements and tests for variable transformers and power supply units incorporating variable transformers | 2016-04-20 | OJ C 249 - 08/07/2016 | - |  | - |  | -
2014/35/EU | Cenelec | EN 61558-2-15:2012 | Safety of transformers, reactors, power supply units and combinations thereof - Part 2-15: Particular requirements and tests for isolating transformers for the supply of medical locations | 2016-04-20 | OJ C 249 - 08/07/2016 | - |  | - |  | -
2014/35/EU | Cenelec | EN 61558-2-16:2009, EN 61558-2-16:2009/A1:2013 | Safety of transformers, reactors, power supply units and similar products for supply voltages up to 1 100 V - Part 2-16: Particular requirements and tests for switch mode power supply units and transformers for switch mode power supply units | 2016-04-20 | OJ C 249 - 08/07/2016 | - |  | - |  | -
2014/35/EU | Cenelec | EN 61558-2-20:2011 | Safety of transformers, reactors, power supply units and combinations thereof - Part 2-20: Particular requirements and tests for small reactors | 2016-04-20 | OJ C 249 - 08/07/2016 | - |  | - |  | -
2014/35/EU | Cenelec | EN 61558-2-23:2010 | Safety of transformers, reactors, power supply units and combinations thereof - Part 2-23: Particular requirements and tests for transformers and power supply units for construction sites | 2016-04-20 | OJ C 249 - 08/07/2016 | - |  | - |  | -
2014/35/EU | Cenelec | EN 61558-2-26:2013 | Safety of transformers, reactors, power supply units and combinations thereof - Part 2-26: Particular requirements and tests for transformers and power supply units for saving energy and other purposes | 2016-04-20 | OJ C 249 - 08/07/2016 | - |  | - |  | -
2014/35/EU | Cenelec | EN 61643-11:2012 | Low-voltage surge protective devices - Part 11: Surge protective devices connected to low-voltage power systems - Requirements and test methods | 2016-04-20 | OJ C 249 - 08/07/2016 | - |  | - | 2021-05-27 | OJ L 306 - 27/11/2019
2014/35/EU | Cenelec | EN 61643-11:2012, EN 61643-11:2012/A11:2018 | Low-voltage surge protective devices - Part 11: Surge protective devices connected to low-voltage power systems - Requirements and test methods | 2019-11-27 | OJ L 306 - 27/11/2019 | - |  | - |  | -
2014/35/EU | Cenelec | EN 61643-21:2001, EN 61643-21:2001/A1:2009, EN 61643-21:2001/A2:2013 | Low voltage surge protective devices - Part 21: Surge protective devices connected to telecommunications and signalling networks - Performance requirements and testing methods | 2016-04-20 | OJ C 249 - 08/07/2016 | - |  | - |  | -
2014/35/EU | Cenelec | EN 61643-31:2019 | Low-voltage surge protective devices - Part 31: Requirements and test methods for SPDs for photovoltaic installations | 2020-08-03 | OJ L 250 - 03/08/2020 | - |  | - |  | -
2014/35/EU | Cenelec | EN 61730-1:2007, EN 61730-1:2007/A1:2012, EN 61730-1:2007/A11:2014, EN 61730-1:2007/A2:2013 | Photovoltaic (PV) module safety qualification - Part 1: Requirements for construction | 2016-04-20 | OJ C 249 - 08/07/2016 | - |  | - | 2021-04-27 | OJ C 326 - 14/09/2018
2014/35/EU | Cenelec | EN IEC 61730-1:2018, EN IEC 61730-1:2018/AC:2018-06 | Photovoltaic (PV) module safety qualification - Part 1: Requirements for construction | 2018-09-14 | OJ C 326 - 14/09/2018 | - |  | - |  | -
2014/35/EU | Cenelec | EN 61730-2:2007, EN 61730-2:2007/A1:2012 | Photovoltaic (PV) module safety qualification - Part 2: Requirements for testing | 2016-04-20 | OJ C 249 - 08/07/2016 | - |  | - | 2021-04-27 | OJ C 326 - 14/09/2018
2014/35/EU | Cenelec | EN IEC 61730-2:2018, EN IEC 61730-2:2018/AC:2018-06 | Photovoltaic (PV) module safety qualification - Part 2: Requirements for testing | 2018-09-14 | OJ C 326 - 14/09/2018 | - |  | - |  | -
2014/35/EU | Cenelec | EN 61770:2009, EN 61770:2009/AC:2011 | Electric appliances connected to the water mains - Avoidance of backsiphonage and failure of hose-sets | 2016-04-20 | OJ C 249 - 08/07/2016 | - |  | - |  | -
2014/35/EU | Cenelec | EN 61800-5-1:2007 | Adjustable speed electrical power drive systems - Part 5-1: Safety requirements - Electrical, thermal and energy | 2016-04-20 | OJ C 249 - 08/07/2016 | - |  | - | 2023-06-21 | OJ L 457 - 21/12/2021
2014/35/EU | Cenelec | EN 61800-5-1:2007, EN 61800-5-1:2007/A1:2017, EN 61800-5-1:2007/A11:2021 | Adjustable speed electrical power drive systems - Part 5-1: Safety requirements - Electrical, thermal and energy | 2021-12-21 | OJ L 457 - 21/12/2021 | - |  | - |  | -
2014/35/EU | Cenelec | EN 61812-1:2011 | Time relays for industrial and residential use - Part 1: Requirements and tests | 2016-04-20 | OJ C 249 - 08/07/2016 | - |  | - |  | -
2014/35/EU | Cenelec | EN 61851-1:2011 | Electric vehicle conductive charging system - Part 1: General requirements | 2016-04-20 | OJ C 249 - 08/07/2016 | - |  | - | 2022-02-03 | OJ L 250 - 03/08/2020
2014/35/EU | Cenelec | EN IEC 61851-1:2019 | Electric vehicle conductive charging system - Part 1: General requirements | 2020-08-03 | OJ L 250 - 03/08/2020 | - |  | - | 2026-04-30 | OJ L, 2024/2764 - 31/10/2024
2014/35/EU | Cenelec | EN IEC 61851-1:2019, EN IEC 61851-1:2019/AC:2023-12 | Electric vehicle conductive charging system - Part 1: General requirements | 2024-10-31 | OJ L, 2024/2764 - 31/10/2024 | - |  | - |  | -
2014/35/EU | Cenelec | EN 61851-21:2002 | Electric vehicle conductive charging system - Part 21: Electric vehicle requirements for conductive connection to an a.c/d.c. supply | 2016-04-20 | OJ C 249 - 08/07/2016 | - |  | - |  | -
2014/35/EU | Cenelec | EN 61851-22:2002 | Electric vehicle conductive charging system - Part 22: AC electric vehicle charging station | 2016-04-20 | OJ C 249 - 08/07/2016 | - |  | - | 2023-11-10 | OJ L 133 - 10/05/2022
2014/35/EU | Cenelec | EN 61851-23:2014 | Electric vehicle conductive charging system - Part 23: DC electric vehicle charging station | 2016-04-20 | OJ C 249 - 08/07/2016 | - |  | - | 2020-05-27 | OJ L 306 - 27/11/2019
2014/35/EU | Cenelec | EN 61851-23:2014, EN 61851-23:2014/AC:2016-06 | Electric vehicle conductive charging system - Part 23: DC electric vehicle charging station | 2019-11-27 | OJ L 306 - 27/11/2019 | - |  | - |  | -
2014/35/EU | Cenelec | EN 61851-24:2014, EN 61851-24:2014/AC:2015 | Electric vehicle conductive charging system - Part 24: Digital communication between a d.c. EV charging station and an electric vehicle for control of d.c. charging | 2016-04-20 | OJ C 249 - 08/07/2016 | - |  | - |  | -
2014/35/EU | Cenelec | EN 61869-1:2009 | Instrument transformers - Part 1: General requirements | 2016-04-20 | OJ C 249 - 08/07/2016 | - |  | - |  | -
2014/35/EU | Cenelec | EN 61869-2:2012 | Instrument transformers - Part 2: Additional requirements for current transformers | 2016-04-20 | OJ C 249 - 08/07/2016 | - |  | - |  | -
2014/35/EU | Cenelec | EN 61869-3:2011 | Instrument transformers - Part 3: Additional requirements for inductive voltage transformers | 2016-04-20 | OJ C 249 - 08/07/2016 | - |  | - |  | -
2014/35/EU | Cenelec | EN 61869-4:2014, EN 61869-4:2014/AC:2014 | Instrument transformers - Part 4: Additional requirements for combined transformers | 2016-04-20 | OJ C 249 - 08/07/2016 | - |  | - |  | -
2014/35/EU | Cenelec | EN 61869-5:2011, EN 61869-5:2011/AC:2015 | Instrument transformers - Part 5: Additional requirements for capacitor voltage transformers | 2016-04-20 | OJ C 249 - 08/07/2016 | - |  | - |  | -
2014/35/EU | Cenelec | EN 61914:2009, EN 61914:2009/AC:2009 | Cable cleats for electrical installations | 2016-04-20 | OJ C 249 - 08/07/2016 | - |  | - | 2018-12-28 | OJ C 249 - 08/07/2016
2014/35/EU | Cenelec | EN 61914:2016 | Cable cleats for electrical installations | 2016-04-20 | OJ C 249 - 08/07/2016 | - |  | - | 2023-11-10 | OJ L 133 - 10/05/2022
2014/35/EU | Cenelec | EN IEC 61914:2021 | Cable cleats for electrical installations | 2022-05-10 | OJ L 133 - 10/05/2022 | - |  | - |  | -
2014/35/EU | Cenelec | EN 61921:2003 | Power capacitors - Low-voltage power factor correction banks | 2016-04-20 | OJ C 249 - 08/07/2016 | - |  | - |  | -
2014/35/EU | Cenelec | EN 61995-1:2008 | Devices for the connection of luminaires for household and similar purposes - Part 1: General requirements | 2016-04-20 | OJ C 249 - 08/07/2016 | - |  | - | 2023-06-21 | OJ L 457 - 21/12/2021
2014/35/EU | Cenelec | EN 61995-1:2008, EN 61995-1:2008/A1:2017, EN 61995-1:2008/A11:2021 | Devices for the connection of luminaires for household and similar purposes - Part 1: General requirements | 2021-12-21 | OJ L 457 - 21/12/2021 | - |  | - |  | -
2014/35/EU | Cenelec | EN 61995-2:2009 | Devices for the connection of luminaires for household and similar purposes - Part 2: Standard sheets for DCL | 2016-04-20 | OJ C 249 - 08/07/2016 | - |  | - |  | -
2014/35/EU | Cenelec | EN 62020:1998, EN 62020:1998/A1:2005 | Electrical accessories - Residual current monitors for household and similar uses (RCMs) | 2016-04-20 | OJ C 249 - 08/07/2016 | - |  | - |  | -
2014/35/EU | Cenelec | EN 62026-1:2007 | Low-voltage switchgear and controlgear - Controller-device interfaces (CDIs) - Part 1: General rules | 2016-04-20 | OJ C 249 - 08/07/2016 | - |  | - |  | -
2014/35/EU | Cenelec | EN 62026-2:2013 | Low-voltage switchgear and controlgear - Controller-device interfaces (CDIs) - Part 2: Actuator sensor interface (AS-i) | 2016-04-20 | OJ C 249 - 08/07/2016 | - |  | - |  | -
2014/35/EU | Cenelec | EN 62026-3:2009 | Low-voltage switchgear and controlgear - Controller-device interfaces (CDIs) - Part 3: DeviceNet | 2016-04-20 | OJ C 249 - 08/07/2016 | - |  | - | 2017-09-26 | OJ C 249 - 08/07/2016
2014/35/EU | Cenelec | EN 62026-3:2015 | Low-voltage switchgear and controlgear - Controller-device interfaces (CDIs) - Part 3: DeviceNet | 2016-04-20 | OJ C 249 - 08/07/2016 | - |  | - | 2021-02-03 | OJ L 250 - 03/08/2020
2014/35/EU | Cenelec | EN 62026-3:2015, EN 62026-3:2015/AC:2019-12 | Low-voltage switchgear and controlgear - Controller-device interfaces (CDIs) - Part 3: DeviceNet | 2020-08-03 | OJ L 250 - 03/08/2020 | - |  | - |  | -
2014/35/EU | Cenelec | EN 62026-7:2013 | Low-voltage switchgear and controlgear - Controller-device interfaces (CDIs) - Part 7: CompoNet | 2016-04-20 | OJ C 249 - 08/07/2016 | - |  | - |  | -
2014/35/EU | Cenelec | EN 62031:2008, EN 62031:2008/A1:2013, EN 62031:2008/A2:2015 | LED modules for general lighting - Safety specifications | 2016-04-20 | OJ C 249 - 08/07/2016 | - |  | - | 2023-11-10 | OJ L 133 - 10/05/2022
2014/35/EU | Cenelec | EN IEC 62031:2020, EN IEC 62031:2020/A11:2021 | LED modules for general lighting - Safety specifications | 2022-05-10 | OJ L 133 - 10/05/2022 | - |  | - |  | -
2014/35/EU | Cenelec | EN 62035:2000, EN 62035:2000/A1:2003, EN 62035:2000/A2:2012 | Discharge lamps (excluding fluorescent lamps) - Safety specifications | 2016-04-20 | OJ C 249 - 08/07/2016 | - |  | - | 2017-09-15 | OJ C 249 - 08/07/2016
2014/35/EU | Cenelec | EN 62035:2014 | Discharge lamps (excluding fluorescent lamps) - Safety specifications | 2016-04-20 | OJ C 249 - 08/07/2016 | - |  | - | 2022-02-03 | OJ L 250 - 03/08/2020
2014/35/EU | Cenelec | EN 62035:2014, EN 62035:2014/A1:2019 | Discharge lamps (excluding fluorescent lamps) - Safety specifications | 2020-08-03 | OJ L 250 - 03/08/2020 | - |  | - |  | -
2014/35/EU | Cenelec | EN 62040-1:2008, EN 62040-1:2008/A1:2013, EN 62040-1:2008/AC:2009 | Uninterruptible power systems (UPS) - Part 1: General and safety requirements for UPS | 2016-04-20 | OJ C 249 - 08/07/2016 | - |  | - | 2023-06-21 | OJ L 457 - 21/12/2021
2014/35/EU | Cenelec | EN IEC 62040-1:2019, EN IEC 62040-1:2019/A11:2021 | Uninterruptible power systems (UPS) - Part 1: Safety requirements | 2021-12-21 | OJ L 457 - 21/12/2021 | - |  | - |  | -
2014/35/EU | Cenelec | EN 62080:2009 | Sound signalling devices for household and similar purposes | 2016-04-20 | OJ C 249 - 08/07/2016 | - |  | - |  | -
2014/35/EU | Cenelec | EN 62094-1:2003, EN 62094-1:2003/A11:2003 | Indicator light units for household and similar fixed-electrical installations - Part 1: General requirements | 2016-04-20 | OJ C 249 - 08/07/2016 | - |  | - |  | -
2014/35/EU | Cenelec | EN 62109-1:2010 | Safety of power converters for use in photovoltaic power systems - Part 1: General requirements | 2016-04-20 | OJ C 249 - 08/07/2016 | - |  | - |  | -
2014/35/EU | Cenelec | EN 62109-2:2011 | Safety of power converters for use in photovoltaic power systems - Part 2: Particular requirements for inverters | 2016-04-20 | OJ C 249 - 08/07/2016 | - |  | - |  | -
2014/35/EU | Cenelec | EN 62135-1:2008 | Resistance welding equipment - Part 1: Safety requirements for design, manufacture and installation | 2016-04-20 | OJ C 249 - 08/07/2016 | - |  | - | 2018-06-11 | OJ C 249 - 08/07/2016
2014/35/EU | Cenelec | EN 62135-1:2015 | Resistance welding equipment - Part 1: Safety requirements for design, manufacture and installation | 2016-04-20 | OJ C 249 - 08/07/2016 | - |  | - | 2023-09-10 | OJ L 83 - 10/03/2022
2014/35/EU | Cenelec | EN 62135-1:2015, EN 62135-1:2015/AC:2016-02 | Resistance welding equipment - Part 1: Safety requirements for design, manufacture and installation | 2022-03-10 | OJ L 83 - 10/03/2022 | - |  | - |  | -
2014/35/EU | Cenelec | EN 62196-1:2012, EN 62196-1:2012/AC:2012, EN 62196-1:2012/A12:2014, EN 62196-1:2012/A11:2013 | Plugs, socket-outlets, vehicle connectors and vehicle inlets - Conductive charging of electric vehicles - Part 1: General requirements | 2016-04-20 | OJ C 249 - 08/07/2016 | - |  | - | 2019-10-06 | OJ C 249 - 08/07/2016
2014/35/EU | Cenelec | EN 62196-1:2014 | Plugs, socket-outlets, vehicle connectors and vehicle inlets - Conductive charging of electric vehicles - Part 1: General requirements | 2016-04-20 | OJ C 249 - 08/07/2016 | - |  | - |  | -
2014/35/EU | Cenelec | EN 62196-2:2012, EN 62196-2:2012/A12:2014/AC:2014, EN 62196-2:2012/A12:2014, EN 62196-2:2012/A11:2013 | Plugs, socket-outlets, vehicle connectors and vehicle inlets - Conductive charging of electric vehicles - Part 2: Dimensional compatibility and interchangeability requirements for a.c. pin and contact-tube accessories | 2016-04-20 | OJ C 249 - 08/07/2016 | - |  | - |  | -
2014/35/EU | Cenelec | EN 62196-3:2014 | Plugs, socket-outlets, vehicle connectors and vehicle inlets - Conductive charging of electric vehicles - Part 3: Dimensional compatibility and interchangeability requirements for d.c. and a.c./d.c. pin and contact-tube vehicle couplers | 2016-04-20 | OJ C 249 - 08/07/2016 | - |  | - |  | -
2014/35/EU | Cenelec | EN 62208:2011 | Empty enclosures for low-voltage switchgear and controlgear assemblies - General requirements | 2016-04-20 | OJ C 249 - 08/07/2016 | - |  | - |  | -
2014/35/EU | Cenelec | EN 62233:2008, EN 62233:2008/AC:2008 | Measurement methods for electromagnetic fields of household appliances and similar apparatus with regard to human exposure | 2016-04-20 | OJ C 249 - 08/07/2016 | - |  | - |  | -
2014/35/EU | Cenelec | EN 62253:2011 | Photovoltaic pumping systems - Design qualification and performance measurements | 2016-04-20 | OJ C 249 - 08/07/2016 | - |  | - |  | -
2014/35/EU | Cenelec | EN 62275:2009 | Cable management systems - Cable ties for electrical installations | 2016-04-20 | OJ C 249 - 08/07/2016 | - |  | - | 2018-01-19 | OJ C 249 - 08/07/2016
2014/35/EU | Cenelec | EN 62275:2015 | Cable management systems - Cable ties for electrical installations | 2016-04-20 | OJ C 249 - 08/07/2016 | - |  | - | 2022-02-03 | OJ L 250 - 03/08/2020
2014/35/EU | Cenelec | EN IEC 62275:2019 | Cable management systems - Cable ties for electrical installations | 2020-08-03 | OJ L 250 - 03/08/2020 | - |  | - |  | -
2014/35/EU | Cenelec | EN 62282-3-100:2012 | Fuel cell technologies - Part 3-100: Stationary fuel cell power systems - Safety | 2016-04-20 | OJ C 249 - 08/07/2016 | - |  | - |  | -
2014/35/EU | Cenelec | EN 62282-3-300:2012 | Fuel cell technologies - Part 3-300: Stationary fuel cell power systems - Installation | 2016-04-20 | OJ C 249 - 08/07/2016 | - |  | - |  | -
2014/35/EU | Cenelec | EN 62282-5-1:2012 | Fuel cell technologies - Part 5-1: Portable fuel cell power systems - Safety | 2016-04-20 | OJ C 249 - 08/07/2016 | - |  | - |  | -
2014/35/EU | Cenelec | EN 62310-1:2005 | Static transfer systems (STS) - Part 1: General and safety requirements | 2016-04-20 | OJ C 249 - 08/07/2016 | - |  | - |  | -
2014/35/EU | Cenelec | EN 62311:2008 | Assessment of electronic and electrical equipment related to human exposure restrictions for electromagnetic fields (0 Hz - 300 GHz) | 2016-04-20 | OJ C 249 - 08/07/2016 | - |  | - |  | -
2014/35/EU | Cenelec | EN 62368-1:2014, EN 62368-1:2014/AC:2015, EN 62368-1:2014/AC:2015, EN 62368-1:2014/AC:2015 | Audio/video, information and communication technology equipment - Part 1: Safety requirements (IEC 62368-1:2014, modified) | 2016-04-20 | OJ C 249 - 08/07/2016 | - |  | - |  | -
2014/35/EU | Cenelec | EN 62395-1:2006 | Electrical resistance trace heating systems for industrial and commercial applications - Part 1: General and testing requirements | 2016-04-20 | OJ C 249 - 08/07/2016 | - |  | - | 2016-10-14 | OJ C 249 - 08/07/2016
2014/35/EU | Cenelec | EN 62395-1:2013 | Electrical resistance trace heating systems for industrial and commercial applications - Part 1: General and testing requirements | 2016-04-20 | OJ C 249 - 08/07/2016 | - |  | - |  | -
2014/35/EU | Cenelec | EN 62423:2009 | Type B residual current operated circuit-breakers with and without integral overcurrent protection for household and similar uses (Type B RCCBs and Type B RCBOs) | 2016-04-20 | OJ C 249 - 08/07/2016 | - |  | - | 2017-06-19 | OJ C 249 - 08/07/2016
2014/35/EU | Cenelec | EN 62423:2012 | Type F and type B residual current operated circuit-breakers with and without integral overcurrent protection for household and similar uses | 2016-04-20 | OJ C 249 - 08/07/2016 | - |  | - | 2023-06-21 | OJ L 457 - 21/12/2021
2014/35/EU | Cenelec | EN 62423:2012, EN 62423:2012/A11:2021 | Type F and type B residual current operated circuit-breakers with and without integral overcurrent protection for household and similar uses | 2021-12-21 | OJ L 457 - 21/12/2021 | - |  | - | 2024-09-17 | OJ L 79 - 17/03/2023
2014/35/EU | Cenelec | EN 62423:2012, EN 62423:2012/A11:2021, EN 62423:2012/A12:2022 | Type F and type B residual current operated circuit-breakers with and without integral overcurrent protection for household and similar uses | 2023-03-17 | OJ L 79 - 17/03/2023 | - |  | - |  | -
2014/35/EU | Cenelec | EN 62444:2013 | Cable glands for electrical installations | 2016-04-20 | OJ C 249 - 08/07/2016 | - |  | - |  | -
2014/35/EU | Cenelec | EN 62471:2008 | Photobiological safety of lamps and lamp systems | 2016-04-20 | OJ C 249 - 08/07/2016 | - |  | - |  | -
2014/35/EU | Cenelec | EN 62477-1:2012, EN 62477-1:2012/A11:2014 | Safety requirements for power electronic converter systems and equipment - Part 1: General | 2016-04-20 | OJ C 249 - 08/07/2016 | - |  | - | 2023-06-21 | OJ L 457 - 21/12/2021
2014/35/EU | Cenelec | EN 62477-1:2012, EN 62477-1:2012/A11:2014, EN 62477-1:2012/A1:2017, EN 62477-1:2012/A12:2021 | Safety requirements for power electronic converter systems and equipment - Part 1: General | 2021-12-21 | OJ L 457 - 21/12/2021 | - |  | - |  | -
2014/35/EU | Cenelec | EN 62479:2010 | Assessment of the compliance of low power electronic and electrical equipment with the basic restrictions related to human exposure to electromagnetic fields (10 MHz to 300 GHz) | 2016-04-20 | OJ C 249 - 08/07/2016 | - |  | - |  | -
2014/35/EU | Cenelec | EN 62493:2010 | Assessment of lighting equipment related to human exposure to electromagnetic fields | 2016-04-20 | OJ C 249 - 08/07/2016 | - |  | - |  | -
2014/35/EU | Cenelec | EN 62532:2011 | Fluorescent induction lamps - Safety specifications | 2016-04-20 | OJ C 249 - 08/07/2016 | - |  | - |  | -
2014/35/EU | Cenelec | EN 62549:2011 | Articulated systems and flexible systems for cable guiding | 2016-04-20 | OJ C 249 - 08/07/2016 | - |  | - |  | -
2014/35/EU | Cenelec | EN 62560:2012, EN 62560:2012/A1:2015, EN 62560:2012/A1:2015/AC:2015, EN 62560:2012/AC:2015 | Self-ballasted LED-lamps for general lighting services by voltage > 50 V - Safety specifications | 2016-04-20 | OJ C 249 - 08/07/2016 | - |  | - | 2021-05-27 | OJ L 306 - 27/11/2019
2014/35/EU | Cenelec | EN 62560:2012, EN 62560:2012/A1:2015, EN 62560:2012/A1:2015/AC:2015, EN 62560:2012/AC:2015, EN 62560:2012/A11:2019 | Self-ballasted LED-lamps for general lighting services by voltage > 50 V - Safety specifications | 2019-11-27 | OJ L 306 - 27/11/2019 | - |  | - |  | -
2014/35/EU | Cenelec | EN 62606:2013 | General requirements for arc fault detection devices | 2016-04-20 | OJ C 249 - 08/07/2016 | - |  | - | 2021-05-27 | OJ L 306 - 27/11/2019
2014/35/EU | Cenelec | EN 62606:2013, EN 62606:2013/A1:2017 | General requirements for arc fault detection devices | 2019-11-27 | OJ L 306 - 27/11/2019 | - |  | - |  | -
2014/35/EU | Cenelec | EN 62626-1:2014 | Low-voltage switchgear and controlgear enclosed equipment - Part 1: Enclosed switch-disconnectors outside the scope of IEC 60947-3 to provide isolation during repair and maintenance work | 2016-04-20 | OJ C 249 - 08/07/2016 | - |  | - |  | -
2014/35/EU | Cenelec | HD 62640:2015 | Residual current devices with or without overcurrent protection for socket-outlets for household and similar uses | 2016-04-20 | OJ C 249 - 08/07/2016 | - |  | - |  | -
2014/35/EU | Cenelec | EN 62776:2015 | Double-capped LED lamps designed to retrofit linear fluorescent lamps - Safety specifications | 2016-04-20 | OJ C 249 - 08/07/2016 | - |  | - |  | -
2014/35/EU | Cenelec | EN 62868:2015 | Organic light emitting diode (OLED) panels for general lighting - Safety requirements | 2016-04-20 | OJ C 249 - 08/07/2016 | - |  | - |  | -
2014/35/EU | Cenelec | EN 62949:2017 | Particular safety requirements for equipment to be connected to information and communication networks | 2018-09-14 | OJ C 326 - 14/09/2018 | - |  | - |  | -
2014/35/EU | Cenelec | EN 63024:2018 | Requirements for automatic reclosing devices (ARDs) for circuit-breakers, RCBOs and RCCBs for household and similar uses | 2019-11-27 | OJ L 306 - 27/11/2019 | - |  | - |  | -
2014/35/EU | Cenelec | EN IEC 63044-3:2018 | Home and Building Electronic Systems (HBES) and Building Automation and Control Systems (BACS) - Part 3: Electrical safety requirements | 2018-09-14 | OJ C 326 - 14/09/2018 | - |  | - |  | -